38518 | Permanently Closed | 1990-06-01 | 1977-01-01 | 1990-06-01 | Petroleum | Unleaded gasoline | Unleaded gasoline | [5 empty] | Steel |  | 1901-01-01 | [15 empty] | UST Currently In Use: 0; UST Temp Close: 0; AST Currently In Use: 0; AST Temp Closed: 0 | 0 | 0 | 3 | 20457-067-014173 | JEAN STONE
38519 | Permanently Closed | 1999-12-15 | 1977-01-01 | 2000-02-14 | Petroleum | Unleaded gasoline | Unleaded gasoline | [5 empty] | Steel |  | 1901-01-01 | [15 empty] | UST Currently In Use: 0; UST Temp Close: 0; AST Currently In Use: 0; AST Temp Closed: 0 | 0 | 0 | 3 | 20457-067-014173 | JEAN STONE
38520 | Permanently Closed | 1989-01-01 | 1980-05-01 | 1989-01-01 | Petroleum | Unleaded gasoline | Unleaded gasoline |  | Steel | Steel |  |  | Steel |  | 1901-01-01 | [15 empty] | UST Currently In Use: 0; UST Temp Close: 0; AST Currently In Use: 0; AST Temp Closed: 0 | 0 | 0 | 3 | 16266-113-014174 | ANNETTE L AMICK
38521 | Permanently Closed | 1989-01-01 | 1980-05-01 | 1989-01-01 | Petroleum | Unleaded gasoline | Unleaded gasoline |  | Steel | Steel |  |  | Steel |  | 1901-01-01 | [15 empty] | UST Currently In Use: 0; UST Temp Close: 0; AST Currently In Use: 0; AST Temp Closed: 0 | 0 | 0 | 3 | 16266-113-014174 | ANNETTE L AMICK
38522 | Permanently Closed | 1989-01-01 | 1980-05-01 | 1989-01-01 | Petroleum | Unleaded gasoline | Unleaded gasoline |  | Steel | Steel |  |  | Steel |  | 1901-01-01 | [15 empty] | UST Currently In Use: 0; UST Temp Close: 0; AST Currently In Use: 0; AST Temp Closed: 0 | 0 | 0 | 3 | 16266-113-014174 | ANNETTE L AMICK
38523 | Permanently Closed | 1989-10-18 | 1964-01-01 | 1989-10-30 | Petroleum | Unleaded gasoline | Unleaded gasoline |  | Steel | Steel |  |  |  |  | 1901-01-01 | [15 empty] | UST Currently In Use: 0; UST Temp Close: 0; AST Currently In Use: 0; AST Temp Closed: 0 | 0 | 0 | 4 | 16267-021-014175 | UNIFIED PROPERTIES
38524 | Permanently Closed | 1989-10-18 | 1964-01-01 | 1989-10-30 | Petroleum | Unleaded gasoline | Unleaded gasoline |  | Steel | Steel |  |  |  |  | 1901-01-01 | [15 empty] | UST Currently In Use: 0; UST Temp Close: 0; AST Currently In Use: 0; AST Temp Closed: 0 | 0 | 0 | 4 | 16267-021-014175 | UNIFIED PROPERTIES
38525 | Permanently Closed | 1989-10-18 | 1964-01-01 | 1989-10-30 | Petroleum | Unleaded gasoline | Unleaded gasoline |  | Steel | Steel |  |  |  |  | 1901-01-01 | [15 empty] | UST Currently In Use: 0; UST Temp Close: 0; AST Currently In Use: 0; AST Temp Closed: 0 | 0 | 0 | 4 | 16267-021-014175 | UNIFIED PROPERTIES
38526 | Permanently Closed | 1989-10-18 | 1964-01-01 | 1989-10-30 | Petroleum | Unleaded gasoline | Unleaded gasoline |  | Steel | Steel |  |  |  |  | 1901-01-01 | [15 empty] | UST Currently In Use: 0; UST Temp Close: 0; AST Currently In Use: 0; AST Temp Closed: 0 | 0 | 0 | 4 | 16267-021-014175 | UNIFIED PROPERTIES
38527 | Permanently Closed | 1998-02-05 | 1966-01-01 | 1998-01-09 | Petroleum | On road diesel | On road diesel |  | Steel | Steel |  | Painted or None | Steel |  | 1901-01-01 | [12 empty] | Annual line testing | Annual line testing |  | UST Currently In Use: 0; UST Temp Close: 0; AST Currently In Use: 2; AST Temp Closed: 0 | 0 | 0 | 2 | 19892-069-006671 | PERDUE FARMS INC
38528 | Permanently Closed | 1992-07-03 | 1974-01-01 | 1992-07-03 | Petroleum | Unleaded gasoline | Unleaded gasoline |  | Steel | Steel | Interior lined (not allowed as a standalone method of corrosion protection) | Painted or None | Steel |  | 1901-01-01 | [12 empty] | Annual line testing | Annual line testing |  | UST Currently In Use: 0; UST Temp Close: 0; AST Currently In Use: 2; AST Temp Closed: 0 | 0 | 0 | 2 | 19892-069-006671 | PERDUE FARMS INC
38530 | Retired | 1988-12-22 | 1972-01-01 |  | Petroleum | On road diesel | On road diesel | Emergency power generator | Steel | Steel |  | Painted or None | Steel |  | 1901-01-01 | [6 empty] | Manual Tank Gauging (only tanks 1000 gal. or less and 48” or 64” in diameter) | [8 empty] | UST Currently In Use: 0; UST Temp Close: 0; AST Currently In Use: 0; AST Temp Closed: 0 | 0 | 0 | 0 | 21293-071-014181 | AMERICAN TOWER CORPORATION
38531 | Temporary Closed | 2007-02-16 | 1984-01-01 |  | Petroleum | Unleaded gasoline | Unleaded gasoline |  | Steel | Steel | Field installed cathodic protection |  | Steel |  |  | Field installed cathodic protection | Catchment Basin, Single walled catchment basin | Automatic shutoff device At 95% full | Automatic shutoff device At 95% full |  |  | Statistical Inventory Reconciliation (SIR) | [8 empty] | UST Currently In Use: 0; UST Temp Close: 2; AST Currently In Use: 0; AST Temp Closed: 0 | 0 | 2 | 0 | 22874-085-014182 | MT MORIAH BAPTIST CHURCH #2 INC
38532 | Temporary Closed | 2007-02-16 | 1984-01-01 |  | Petroleum | Unleaded gasoline | Unleaded gasoline | Retail | Steel | Steel | Field installed cathodic protection |  | Steel |  |  | Field installed cathodic protection | Catchment Basin, Single walled catchment basin | Automatic shutoff device At 95% full | Automatic shutoff device At 95% full |  |  | Statistical Inventory Reconciliation (SIR) | [8 empty] | UST Currently In Use: 0; UST Temp Close: 2; AST Currently In Use: 0; AST Temp Closed: 0 | 0 | 2 | 0 | 22874-085-014182 | MT MORIAH BAPTIST CHURCH #2 INC
38533 | Permanently Closed | 1998-06-02 | 1975-01-01 | 1998-06-02 | Petroleum | On road diesel | On road diesel | State/federal government | Steel | Steel |  | Painted or None | Steel |  | 1901-01-01 | [15 empty] | UST Currently In Use: 0; UST Temp Close: 0; AST Currently In Use: 0; AST Temp Closed: 0 | 0 | 0 | 2 | 16273-073-014183 | UAB DEPT. HEALTH & SAFETY
38534 | Permanently Closed | 1998-06-15 | 1975-01-01 | 1998-06-15 | Petroleum | On road diesel | On road diesel | State/federal government | Steel | Steel |  | Painted or None | Steel |  | 1901-01-01 | [15 empty] | UST Currently In Use: 1; UST Temp Close: 0; AST Currently In Use: 0; AST Temp Closed: 0 | 1 | 0 | 1 | 16273-073-014184 | UAB DEPT. HEALTH & SAFETY
38535 | Currently in Use |  | 1975-01-01 |  | Petroleum | On road diesel | On road diesel | Emergency Power Generator, State/Federal Government | Single Wall, Steel | Steel | Field installed cathodic protection, Interior lined (not allowed as a standalone method of corrosion protection) |  | Double Wall, Flexible, GREEN | ENVIRON | 1901-01-01 | Field installed cathodic protection | Catchment Basin, Single walled catchment basin | Audible high level alarm At 90% full, Automatic shutoff device At 95% full | Automatic shutoff device At 95% full |  |  | Automatic Tank Gauge |  | Containment Sump | Containment Sump | Interstitial Monitoring within Secondary Containment | SENSOR TO ATG | Continuous alarm system | Continuous alarm system |  | UST Currently In Use: 1; UST Temp Close: 0; AST Currently In Use: 0; AST Temp Closed: 0 | 1 | 0 | 0 | 16273-073-014185 | UAB DEPT. HEALTH & SAFETY
38536 | Currently in Use |  | 1984-01-01 |  | Petroleum | On road diesel | On road diesel | Emergency Power Generator, State/Federal Government | Single Wall, Steel | Steel | Field installed cathodic protection, Interior lined (not allowed as a standalone method of corrosion protection) |  | Double Wall, Flexible, GREEN | ENVIRON | 1901-01-01 | Field installed cathodic protection | Catchment Basin, Single walled catchment basin | Automatic shutoff device At 95% full | Automatic shutoff device At 95% full | Interstitial Monitoring within Secondary Containment | SENSOR TO ATG | Continuous Automatic Tank Gauge |  | Containment Sump, EXEMPT | Containment Sump | Interstitial Monitoring within Secondary Containment | SENSOR TO ATG | Continuous alarm system | Continuous alarm system |  | UST Currently In Use: 1; UST Temp Close: 0; AST Currently In Use: 0; AST Temp Closed: 0 | 1 | 0 | 0 | 16273-073-014186 | UAB DEPT. HEALTH & SAFETY
38537 | Permanently Closed | 1998-06-16 | 1976-01-01 | 1998-06-16 | Petroleum | On road diesel | On road diesel | State/federal government | Fiberglass reinforced plastic | Fiberglass reinforced plastic |  |  | Steel |  | 1901-01-01 | [15 empty] | UST Currently In Use: 1; UST Temp Close: 0; AST Currently In Use: 0; AST Temp Closed: 0 | 1 | 0 | 1 | 16273-073-014187 | UAB DEPT. HEALTH & SAFETY
38538 | Permanently Closed | 1998-09-18 | 1969-01-01 | 1998-09-18 | Petroleum | On road diesel | On road diesel | State/federal government | [6 empty] | 1901-01-01 | [15 empty] | UST Currently In Use: 0; UST Temp Close: 0; AST Currently In Use: 0; AST Temp Closed: 0 | 0 | 0 | 2 | 16273-073-014188 | UAB DEPT. HEALTH & SAFETY
38539 | Permanently Closed | 1998-06-01 | 1980-01-01 | 1998-06-01 | Petroleum | On road diesel | On road diesel | State/federal government | [6 empty] | 1901-01-01 | [15 empty] | UST Currently In Use: 1; UST Temp Close: 0; AST Currently In Use: 0; AST Temp Closed: 0 | 1 | 0 | 1 | 16273-073-014189 | UAB DEPT. HEALTH & SAFETY
38540 | Currently in Use |  | 1984-01-01 |  | Petroleum | On road diesel | On road diesel | Emergency Power Generator, State/Federal Government | Double Wall, Steel | Steel | Field installed cathodic protection, Interior lined (not allowed as a standalone method of corrosion protection) |  | Double Wall, Flexible, GREEN | ENVIRON | 1901-01-01 | Field installed cathodic protection | Other, REMOTEFILL | Audible high level alarm At 90% full | Audible high level alarm At 90% full | Interstitial Monitoring within Secondary Containment | SENSOR TO ATG | Continuous Automatic Tank Gauge |  | Containment Sump | Containment Sump | Interstitial Monitoring within Secondary Containment | SENSOR TO ATG | Continuous alarm system | Continuous alarm system |  | UST Currently In Use: 1; UST Temp Close: 0; AST Currently In Use: 0; AST Temp Closed: 0 | 1 | 0 | 0 | 16273-073-014190 | UAB DEPT. HEALTH & SAFETY
38541 | Permanently Closed | 1998-06-03 | 1983-01-01 | 1998-06-03 | Petroleum | On road diesel | On road diesel | State/federal government | [6 empty] | 1901-01-01 | [15 empty] | UST Currently In Use: 0; UST Temp Close: 0; AST Currently In Use: 0; AST Temp Closed: 0 | 0 | 0 | 2 | 16273-073-014191 | UAB DEPT. HEALTH & SAFETY
38542 | Currently in Use |  | 1979-01-01 |  | Petroleum | On road diesel | On road diesel | Emergency Power Generator, State/Federal Government | Single Wall, Steel | Steel | Field installed cathodic protection, Interior lined (not allowed as a standalone method of corrosion protection) |  | Double Wall, Flexible |  | 1901-01-01 |  | Catchment Basin, Single walled catchment basin | Audible high level alarm At 90% full, Automatic shutoff device At 95% full | Automatic shutoff device At 95% full |  |  | Automatic Tank Gauge |  | Containment Sump, EXEMPT | Containment Sump | Interstitial Monitoring within Secondary Containment | SENSOR TO ATG | Continuous alarm system | Continuous alarm system |  | UST Currently In Use: 1; UST Temp Close: 0; AST Currently In Use: 0; AST Temp Closed: 0 | 1 | 0 | 0 | 16273-073-014192 | UAB DEPT. HEALTH & SAFETY
38543 | Permanently Closed | 1995-10-16 | 1964-01-01 | 1995-10-20 | Petroleum | On road diesel | On road diesel | Emergency Power Generator, Industrial, State/Federal Government | Steel | Steel |  | Painted or None | Steel |  | 1901-01-01 | [15 empty] | UST Currently In Use: 1; UST Temp Close: 0; AST Currently In Use: 0; AST Temp Closed: 0 | 1 | 0 | 1 | 16273-073-014193 | UAB DEPT. HEALTH & SAFETY
38544 | Permanently Closed | 1998-06-16 | 1975-01-01 | 1998-06-16 | Petroleum | On road diesel | On road diesel | State/federal government | Steel | Steel |  | Painted or None | Steel |  | 1901-01-01 | [15 empty] | UST Currently In Use: 0; UST Temp Close: 0; AST Currently In Use: 0; AST Temp Closed: 0 | 0 | 0 | 1 | 16273-073-014194 | UAB DEPT. HEALTH & SAFETY
38545 | Permanently Closed | 1990-05-01 | 1973-01-01 | 1990-05-01 | Petroleum | On road diesel | On road diesel | State/Federal Government | Steel | Steel |  | Painted or None | Steel |  | 1901-01-01 | [6 empty] | Automatic Tank Gauge |  | Other, EXEMPT | Other | [5 empty] | UST Currently In Use: 1; UST Temp Close: 0; AST Currently In Use: 0; AST Temp Closed: 0 | 1 | 0 | 1 | 16273-073-014195 | UAB DEPT. HEALTH & SAFETY
38546 | Currently in Use |  | 1990-06-01 |  | Petroleum | On road diesel | On road diesel | Emergency Power Generator, State/Federal Government | Fiberglass reinforced plastic, Single Wall | Single Wall |  |  | Fiberglass reinforced plastic, Single Wall |  | 1901-01-01 | None | Catchment Basin, Single walled catchment basin |  |  |  |  | Automatic Tank Gauge | [5 empty] | Other, NOT REQRD | Other |  | UST Currently In Use: 1; UST Temp Close: 0; AST Currently In Use: 0; AST Temp Closed: 0 | 1 | 0 | 1 | 16273-073-014195 | UAB DEPT. HEALTH & SAFETY
38547 | Permanently Closed | 1990-09-01 | 1964-01-01 | 1990-09-01 | Petroleum | On road diesel | On road diesel | State/federal government | Steel | Steel |  | Painted or None | Steel |  | 1901-01-01 | [15 empty] | UST Currently In Use: 0; UST Temp Close: 0; AST Currently In Use: 0; AST Temp Closed: 0 | 0 | 0 | 1 | 16273-073-014196 | UAB DEPT. HEALTH & SAFETY
38548 | Permanently Closed | 1991-04-03 | 1969-01-01 | 1991-04-03 | Petroleum | Unleaded gasoline | Unleaded gasoline | State/federal government | Steel | Steel |  |  | Steel |  | 1901-01-01 | [15 empty] | UST Currently In Use: 0; UST Temp Close: 0; AST Currently In Use: 0; AST Temp Closed: 0 | 0 | 0 | 2 | 16273-073-014197 | UAB DEPT. HEALTH & SAFETY
38549 | Permanently Closed | 1991-04-03 | 1969-01-01 | 1991-04-03 | Petroleum | Unleaded gasoline | Unleaded gasoline | State/federal government | Steel | Steel |  |  | Steel |  | 1901-01-01 | [15 empty] | UST Currently In Use: 0; UST Temp Close: 0; AST Currently In Use: 0; AST Temp Closed: 0 | 0 | 0 | 2 | 16273-073-014197 | UAB DEPT. HEALTH & SAFETY
38550 | Permanently Closed | 1998-06-24 | 1972-01-01 | 1998-06-24 | Petroleum | On road diesel | On road diesel | State/federal government | [6 empty] | 1901-01-01 | [15 empty] | UST Currently In Use: 1; UST Temp Close: 0; AST Currently In Use: 0; AST Temp Closed: 0 | 1 | 0 | 1 | 16273-073-014198 | UAB DEPT. HEALTH & SAFETY
38551 | Currently in Use |  | 1989-01-01 |  | Petroleum | Unleaded gasoline | Unleaded gasoline | State/Federal Government | Single Wall, Steel | Steel | Coated & cathodic protection (sti-P3), Interior lined (not allowed as a standalone method of corrosion protection) |  | Fiberglass reinforced plastic, Single Wall |  | 1901-01-01 |  | Catchment Basin, Single walled catchment basin | Automatic shutoff device At 95% full | Automatic shutoff device At 95% full |  |  | Continuous Automatic Tank Gauge | [7 empty] | Suction Piping | UST Currently In Use: 2; UST Temp Close: 0; AST Currently In Use: 0; AST Temp Closed: 0 | 2 | 0 | 0 | 16273-073-014766 | UAB DEPT. HEALTH & SAFETY
38552 | Currently in Use |  | 1989-01-01 |  | Petroleum | Unleaded gasoline | Unleaded gasoline | State/Federal Government | Single Wall, Steel | Steel | Coated & cathodic protection (sti-P3), Interior lined (not allowed as a standalone method of corrosion protection) |  | Fiberglass reinforced plastic, Single Wall |  | 1901-01-01 |  | Catchment Basin, Single walled catchment basin | Automatic shutoff device At 95% full | Automatic shutoff device At 95% full |  |  | Continuous Automatic Tank Gauge | [7 empty] | Suction Piping | UST Currently In Use: 2; UST Temp Close: 0; AST Currently In Use: 0; AST Temp Closed: 0 | 2 | 0 | 0 | 16273-073-014766 | UAB DEPT. HEALTH & SAFETY
38553 | Permanently Closed | 2004-01-06 | 1990-03-20 | 2004-01-06 | Petroleum | On road diesel | On road diesel | State/federal government | Steel | Steel | Coated & cathodic protection (sti-P3) |  | Other, COPPER |  | 1901-01-01 |  |  | Audible high level alarm At 90% full | Audible high level alarm At 90% full | Interstitial Monitoring within Secondary Containment | SENSOR TO ATG | Automatic Tank Gauge |  |  |  |  | SENSOR TO ATG | Continuous alarm system | Continuous alarm system |  | UST Currently In Use: 1; UST Temp Close: 0; AST Currently In Use: 0; AST Temp Closed: 0 | 1 | 0 | 1 | 16273-073-015047 | UAB DEPT. HEALTH & SAFETY
38554 | Retired | 1975-01-01 | 1979-01-01 |  | Petroleum | On road diesel | On road diesel |  | Steel | Steel |  |  |  |  | 1901-01-01 | [15 empty] | UST Currently In Use: 0; UST Temp Close: 0; AST Currently In Use: 0; AST Temp Closed: 0 | 0 | 0 | 0 | 16274-097-011326 | ROBERT WILLIAMS
38555 | Permanently Closed | 1993-02-08 | 1985-01-01 | 1993-02-08 | Petroleum | Unleaded gasoline | Unleaded gasoline |  | Steel | Steel |  |  | Steel |  | 1901-01-01 | [15 empty] | UST Currently In Use: 2; UST Temp Close: 0; AST Currently In Use: 1; AST Temp Closed: 0 | 2 | 0 | 4 | 23843-083-014107 | SHRIEJEE, LLC/B&S GROCERY
38556 | Permanently Closed | 1993-02-08 | 1985-01-01 | 1993-02-08 | Petroleum | Unleaded gasoline | Unleaded gasoline |  | Steel | Steel |  |  | Steel |  | 1901-01-01 | [15 empty] | UST Currently In Use: 2; UST Temp Close: 0; AST Currently In Use: 1; AST Temp Closed: 0 | 2 | 0 | 4 | 23843-083-014107 | SHRIEJEE, LLC/B&S GROCERY
38557 | Permanently Closed | 1993-02-08 | 1985-01-01 | 1993-02-08 | Petroleum | Unleaded gasoline | Unleaded gasoline |  | Steel | Steel |  |  | Steel |  | 1901-01-01 | [15 empty] | UST Currently In Use: 2; UST Temp Close: 0; AST Currently In Use: 1; AST Temp Closed: 0 | 2 | 0 | 4 | 23843-083-014107 | SHRIEJEE, LLC/B&S GROCERY
38558 | Permanently Closed | 1993-02-08 | 1987-01-01 | 1993-02-08 | Petroleum | On road diesel | On road diesel |  | Steel | Steel | Coated & cathodic protection (sti-P3) |  | Steel |  | 1901-01-01 | [15 empty] | UST Currently In Use: 2; UST Temp Close: 0; AST Currently In Use: 1; AST Temp Closed: 0 | 2 | 0 | 4 | 23843-083-014107 | SHRIEJEE, LLC/B&S GROCERY
38559 | Currently in Use |  | 1989-02-14 |  | Petroleum | On road diesel | On road diesel | Emergency Power Generator, Local Government | Fiberglass reinforced plastic | Fiberglass reinforced plastic |  |  | Fiberglass reinforced plastic |  | 1901-01-01 | None | Catchment Basin, Single walled catchment basin | Audible high level alarm At 90% full | Audible high level alarm At 90% full | Interstitial Monitoring within Secondary Containment | SENSOR TO ATG | Automatic Tank Gauge | [8 empty] | UST Currently In Use: 1; UST Temp Close: 0; AST Currently In Use: 0; AST Temp Closed: 0 | 1 | 0 | 0 | 10994-073-014108 | CITY OF BIRMINGHAM
38560 | Permanently Closed | 2009-10-14 | 1989-01-01 | 2010-04-21 | Petroleum | Unleaded gasoline | Unleaded gasoline |  | Steel | Steel | Coated & cathodic protection (sti-P3) |  | Steel |  | 1901-01-01 | Field installed cathodic protection | Catchment Basin, Single walled catchment basin | Flow Rest 90% Full | Flow Rest 90% Full | [11 empty] | UST Currently In Use: 0; UST Temp Close: 0; AST Currently In Use: 1; AST Temp Closed: 0 | 0 | 0 | 1 | 16277-059-014109 | BEAR CREEK DEVELOPMENT AUTHORITY
38561 | Permanently Closed | 1998-12-18 | 1979-01-01 | 1999-05-25 | Petroleum | Unleaded gasoline | Unleaded gasoline | Retail | Steel | Steel |  | Painted or None | Steel |  | 1901-01-01 | [15 empty] | UST Currently In Use: 0; UST Temp Close: 0; AST Currently In Use: 0; AST Temp Closed: 0 | 0 | 0 | 2 | 16278-067-014110 | BOBBY FRANK KNOWLES
38562 | Permanently Closed | 1998-12-18 | 1988-05-06 | 1999-05-25 | Petroleum | Unleaded gasoline | Unleaded gasoline | Retail | Steel | Steel |  | Painted or None | Steel |  | 1901-01-01 | [15 empty] | UST Currently In Use: 0; UST Temp Close: 0; AST Currently In Use: 0; AST Temp Closed: 0 | 0 | 0 | 2 | 16278-067-014110 | BOBBY FRANK KNOWLES
38564 | Cannot Locate or abandoned | 1989-12-29 | 1964-01-01 |  | Petroleum | Unleaded gasoline | Unleaded gasoline |  | Steel | Steel |  | Painted or None | Steel |  | 1901-01-01 | [15 empty] | UST Currently In Use: 0; UST Temp Close: 0; AST Currently In Use: 0; AST Temp Closed: 0 | 0 | 0 | 0 | 16280-123-014115 | MILLARD FULLER
38565 | Cannot Locate or abandoned | 1989-12-29 | 1964-01-01 |  | Petroleum | Unleaded gasoline | Unleaded gasoline |  | Steel | Steel |  | Painted or None | Steel |  | 1901-01-01 | [15 empty] | UST Currently In Use: 0; UST Temp Close: 0; AST Currently In Use: 0; AST Temp Closed: 0 | 0 | 0 | 0 | 16280-123-014115 | MILLARD FULLER
38566 | Cannot Locate or abandoned | 1989-12-29 | 1901-01-01 |  | Petroleum | Unleaded gasoline | Unleaded gasoline |  | Steel | Steel |  | Painted or None | Steel |  | 1901-01-01 | [15 empty] | UST Currently In Use: 0; UST Temp Close: 0; AST Currently In Use: 0; AST Temp Closed: 0 | 0 | 0 | 0 | 16280-123-014115 | MILLARD FULLER
38567 | Permanently Closed | 1998-12-21 | 1964-01-01 |  | Petroleum | Unleaded gasoline | Unleaded gasoline |  | Steel | Steel |  |  | Steel |  | 1901-01-01 | [15 empty] | UST Currently In Use: 0; UST Temp Close: 0; AST Currently In Use: 1; AST Temp Closed: 0 | 0 | 0 | 2 | 16281-051-014116 | CAROLYN MCCOY
38568 | Permanently Closed | 1998-12-21 | 1964-01-01 |  | Petroleum | Unleaded gasoline | Unleaded gasoline |  | Steel | Steel |  |  | Steel |  | 1901-01-01 | [15 empty] | UST Currently In Use: 0; UST Temp Close: 0; AST Currently In Use: 1; AST Temp Closed: 0 | 0 | 0 | 2 | 16281-051-014116 | CAROLYN MCCOY
38569 | Cannot Locate or abandoned | 1998-12-15 | 1981-01-01 |  | Petroleum | Unleaded gasoline | Unleaded gasoline |  | Steel | Steel |  | Painted or None | Steel |  | 1901-01-01 | [15 empty] | UST Currently In Use: 0; UST Temp Close: 0; AST Currently In Use: 1; AST Temp Closed: 0 | 0 | 0 | 2 | 16281-051-014116 | CAROLYN MCCOY
38570 | Cannot Locate or abandoned | 1998-12-15 | 1981-01-01 |  | Petroleum | On road diesel | On road diesel |  | Steel | Steel |  | Painted or None | Steel |  | 1901-01-01 | [15 empty] | UST Currently In Use: 0; UST Temp Close: 0; AST Currently In Use: 1; AST Temp Closed: 0 | 0 | 0 | 2 | 16281-051-014116 | CAROLYN MCCOY
38571 | Permanently Closed | 2003-07-01 | 1975-01-01 | 2003-10-07 | Petroleum | Unleaded gasoline | Unleaded gasoline | Retail | Steel | Steel | Field installed cathodic protection |  | Steel |  | 1901-01-01 | Field installed cathodic protection | Catchment Basin, Single walled catchment basin | Automatic shutoff device At 95% full | Automatic shutoff device At 95% full |  |  | Statistical Inventory Reconciliation (SIR) | [5 empty] | Annual line testing | Annual line testing |  | UST Currently In Use: 0; UST Temp Close: 0; AST Currently In Use: 0; AST Temp Closed: 0 | 0 | 0 | 3 | 20894-073-006691 | MOHAMMED OMER & ABDUREZAK HUSSIEN
38572 | Permanently Closed | 2003-07-01 | 1975-01-01 | 2003-10-07 | Petroleum | Mid-grade gasoline | Mid-grade gasoline | Retail | Steel | Steel | Field installed cathodic protection |  | Steel |  | 1901-01-01 | Field installed cathodic protection | Catchment Basin, Single walled catchment basin | Automatic shutoff device At 95% full | Automatic shutoff device At 95% full |  |  | Statistical Inventory Reconciliation (SIR) | [5 empty] | Annual line testing | Annual line testing |  | UST Currently In Use: 0; UST Temp Close: 0; AST Currently In Use: 0; AST Temp Closed: 0 | 0 | 0 | 3 | 20894-073-006691 | MOHAMMED OMER & ABDUREZAK HUSSIEN
38573 | Permanently Closed | 2003-07-01 | 1975-01-01 | 2003-10-07 | Petroleum | Premium gasoline | Premium gasoline | Retail | Steel | Steel | Field installed cathodic protection | Painted or None | Steel |  | 1901-01-01 | Field installed cathodic protection | Catchment Basin, Single walled catchment basin | Automatic shutoff device At 95% full | Automatic shutoff device At 95% full |  |  | Statistical Inventory Reconciliation (SIR) | [5 empty] | Annual line testing | Annual line testing |  | UST Currently In Use: 0; UST Temp Close: 0; AST Currently In Use: 0; AST Temp Closed: 0 | 0 | 0 | 3 | 20894-073-006691 | MOHAMMED OMER & ABDUREZAK HUSSIEN
38575 | Permanently Closed | 1991-08-16 | 1969-01-01 | 1991-08-16 | Petroleum | Unleaded gasoline | Unleaded gasoline |  | Steel | Steel |  |  |  |  | 1901-01-01 | [15 empty] | UST Currently In Use: 0; UST Temp Close: 0; AST Currently In Use: 0; AST Temp Closed: 0 | 0 | 0 | 3 | 16283-123-014121 | A D ALFORD SR
38576 | Permanently Closed | 1991-08-16 | 1969-01-01 | 1991-08-16 | Petroleum | Unleaded gasoline | Unleaded gasoline |  | Steel | Steel |  |  |  |  | 1901-01-01 | [15 empty] | UST Currently In Use: 0; UST Temp Close: 0; AST Currently In Use: 0; AST Temp Closed: 0 | 0 | 0 | 3 | 16283-123-014121 | A D ALFORD SR
38577 | Permanently Closed | 1991-08-16 | 1969-01-01 | 1991-08-16 | Petroleum | Unleaded gasoline | Unleaded gasoline |  | Steel | Steel |  |  |  |  | 1901-01-01 | [15 empty] | UST Currently In Use: 0; UST Temp Close: 0; AST Currently In Use: 0; AST Temp Closed: 0 | 0 | 0 | 3 | 16283-123-014121 | A D ALFORD SR
38578 | Retired | 1988-12-22 | 1977-01-01 |  | Petroleum | Unleaded gasoline | Unleaded gasoline |  | Steel | Steel |  | Painted or None | Steel |  | 1901-01-01 | [15 empty] | UST Currently In Use: 0; UST Temp Close: 0; AST Currently In Use: 0; AST Temp Closed: 0 | 0 | 0 | 0 | 16284-047-014122 | HELENE E TOWNS
38579 | Retired | 1988-12-22 | 1977-01-01 |  | Petroleum | Unleaded gasoline | Unleaded gasoline |  | Steel | Steel |  | Painted or None | Steel |  | 1901-01-01 | [15 empty] | UST Currently In Use: 0; UST Temp Close: 0; AST Currently In Use: 0; AST Temp Closed: 0 | 0 | 0 | 0 | 16284-047-014122 | HELENE E TOWNS
38580 | Permanently Closed | 1992-09-29 | 1970-01-01 | 1992-09-29 | Petroleum | Unleaded gasoline | Unleaded gasoline |  | Steel | Steel |  | Painted or None | Fiberglass reinforced plastic |  | 1901-01-01 | [15 empty] | UST Currently In Use: 0; UST Temp Close: 0; AST Currently In Use: 0; AST Temp Closed: 0 | 0 | 0 | 5 | 20616-101-004553 | HARCO INC DBA RITE AID CORP
38581 | Permanently Closed | 1992-09-29 | 1970-01-01 | 1992-09-29 | Petroleum | Unleaded gasoline | Unleaded gasoline |  | Steel | Steel |  | Painted or None | Fiberglass reinforced plastic |  | 1901-01-01 | [15 empty] | UST Currently In Use: 0; UST Temp Close: 0; AST Currently In Use: 0; AST Temp Closed: 0 | 0 | 0 | 5 | 20616-101-004553 | HARCO INC DBA RITE AID CORP
38582 | Permanently Closed | 1991-11-19 | 1901-01-01 | 1998-11-19 | Petroleum | Unleaded gasoline | Unleaded gasoline | Retail | Steel | Steel | Coated & cathodic protection (sti-P3) |  | Steel |  | 1901-01-01 | [6 empty] | Statistical Inventory Reconciliation (SIR) | [5 empty] | Annual line testing | Annual line testing |  | UST Currently In Use: 0; UST Temp Close: 0; AST Currently In Use: 0; AST Temp Closed: 0 | 0 | 0 | 2 | 16286-051-014123 | BETTY MIMS
38583 | Permanently Closed | 1991-11-19 | 1901-01-01 | 1998-11-19 | Petroleum | Unleaded gasoline | Unleaded gasoline | Retail | Steel | Steel | Coated & cathodic protection (sti-P3) |  | Steel |  | 1901-01-01 | [6 empty] | Statistical Inventory Reconciliation (SIR) | [5 empty] | Annual line testing | Annual line testing |  | UST Currently In Use: 0; UST Temp Close: 0; AST Currently In Use: 0; AST Temp Closed: 0 | 0 | 0 | 2 | 16286-051-014123 | BETTY MIMS
38584 | Permanently Closed | 1996-03-01 | 1978-01-01 | 1996-03-01 | Petroleum | On road diesel | On road diesel | Emergency power generator | Fiberglass reinforced plastic | Fiberglass reinforced plastic |  |  |  |  | 1901-01-01 | [15 empty] | UST Currently In Use: 0; UST Temp Close: 0; AST Currently In Use: 0; AST Temp Closed: 0 | 0 | 0 | 1 | 16287-103-014124 | BRAMALEA CENTERS INC
38585 | Temporary Closed | 2007-09-26 | 1988-01-01 |  | Petroleum | On road diesel | On road diesel | State/federal government | Fiberglass reinforced plastic | Fiberglass reinforced plastic |  |  | Fiberglass reinforced plastic |  | 1901-01-01 |  | Catchment Basin, Single walled catchment basin | Flow Rest 90% Full | Flow Rest 90% Full |  |  | Automatic Tank Gauge | [8 empty] | UST Currently In Use: 0; UST Temp Close: 2; AST Currently In Use: 2; AST Temp Closed: 0 | 0 | 2 | 2 | 16288-089-014125 | ALABAMA SPACE & ROCKET CENTER
38586 | Temporary Closed | 2007-09-26 | 1988-01-01 |  | Petroleum | Unleaded gasoline | Unleaded gasoline | State/federal government | Fiberglass reinforced plastic | Fiberglass reinforced plastic |  |  | Fiberglass reinforced plastic |  | 1901-01-01 |  | Catchment Basin, Single walled catchment basin | Flow Rest 90% Full | Flow Rest 90% Full |  |  | Automatic Tank Gauge | [8 empty] | UST Currently In Use: 0; UST Temp Close: 2; AST Currently In Use: 2; AST Temp Closed: 0 | 0 | 2 | 2 | 16288-089-014125 | ALABAMA SPACE & ROCKET CENTER
38587 | Permanently Closed | 1987-03-01 | 1979-01-01 |  | Petroleum | Other, X | Other | State/federal government | [6 empty] | 1901-01-01 | [15 empty] | UST Currently In Use: 0; UST Temp Close: 2; AST Currently In Use: 2; AST Temp Closed: 0 | 0 | 2 | 2 | 16288-089-014125 | ALABAMA SPACE & ROCKET CENTER
38588 | Permanently Closed | 1987-03-01 | 1979-01-01 |  | Petroleum | Other, X | Other | State/federal government | [6 empty] | 1901-01-01 | [15 empty] | UST Currently In Use: 0; UST Temp Close: 2; AST Currently In Use: 2; AST Temp Closed: 0 | 0 | 2 | 2 | 16288-089-014125 | ALABAMA SPACE & ROCKET CENTER
38589 | Permanently Closed | 1992-04-29 | 1989-01-01 | 1992-04-29 | Petroleum | Used oil | Used oil |  | Fiberglass reinforced plastic | Fiberglass reinforced plastic |  |  | Fiberglass reinforced plastic |  | 1901-01-01 | [15 empty] | UST Currently In Use: 0; UST Temp Close: 0; AST Currently In Use: 0; AST Temp Closed: 0 | 0 | 0 | 1 | 16289-101-014126 | BREWBAKER DODGE
38590 | Permanently Closed | 1998-01-01 | 1977-01-01 | 1998-01-01 | Petroleum | Unleaded gasoline | Unleaded gasoline | Retail | Steel | Steel |  |  | Steel |  | 1901-01-01 | [15 empty] | UST Currently In Use: 0; UST Temp Close: 0; AST Currently In Use: 0; AST Temp Closed: 0 | 0 | 0 | 6 | 16290-097-014127 | BILLY BUI HILL
38591 | Permanently Closed | 1998-01-01 | 1977-01-01 | 1998-01-01 | Petroleum | Unleaded gasoline | Unleaded gasoline | Retail | Steel | Steel |  |  | Steel |  | 1901-01-01 | [15 empty] | UST Currently In Use: 0; UST Temp Close: 0; AST Currently In Use: 0; AST Temp Closed: 0 | 0 | 0 | 6 | 16290-097-014127 | BILLY BUI HILL
38592 | Permanently Closed | 1998-01-01 | 1977-01-01 | 1998-01-01 | Petroleum | Unleaded gasoline | Unleaded gasoline | Retail | Steel | Steel |  |  | Steel |  | 1901-01-01 | [15 empty] | UST Currently In Use: 0; UST Temp Close: 0; AST Currently In Use: 0; AST Temp Closed: 0 | 0 | 0 | 6 | 16290-097-014127 | BILLY BUI HILL
38593 | Permanently Closed | 1998-01-01 | 1977-01-01 | 1998-01-01 | Petroleum | Unleaded gasoline | Unleaded gasoline | Retail | Steel | Steel |  |  | Steel |  | 1901-01-01 | [15 empty] | UST Currently In Use: 0; UST Temp Close: 0; AST Currently In Use: 0; AST Temp Closed: 0 | 0 | 0 | 6 | 16290-097-014127 | BILLY BUI HILL
38597 | Permanently Closed | 1989-01-01 | 1971-01-01 | 1989-01-01 | Petroleum | Unleaded gasoline | Unleaded gasoline |  | Steel | Steel |  | Painted or None | Steel |  | 1901-01-01 | [15 empty] | UST Currently In Use: 0; UST Temp Close: 0; AST Currently In Use: 0; AST Temp Closed: 0 | 0 | 0 | 5 | 17612-009-004073 | ROBERTSON ENTERPRISES, INC.
38598 | Permanently Closed | 1989-01-01 | 1971-01-01 | 1989-01-01 | Petroleum | Unleaded gasoline | Unleaded gasoline |  | Steel | Steel |  | Painted or None | Steel |  | 1901-01-01 | [15 empty] | UST Currently In Use: 0; UST Temp Close: 0; AST Currently In Use: 0; AST Temp Closed: 0 | 0 | 0 | 5 | 17612-009-004073 | ROBERTSON ENTERPRISES, INC.
38599 | Permanently Closed | 2017-09-01 | 1985-01-01 | 2019-01-08 | Petroleum | Unleaded gasoline | Unleaded gasoline | Retail | Single Wall, Steel | Steel | Coated & cathodic protection (sti-P3) |  | Fiberglass reinforced plastic, Single Wall |  |  |  | Catchment Basin, Single walled catchment basin | Automatic shutoff device At 95% full | Automatic shutoff device At 95% full | [11 empty] | UST Currently In Use: 0; UST Temp Close: 0; AST Currently In Use: 0; AST Temp Closed: 0 | 0 | 0 | 5 | 17612-009-004073 | ROBERTSON ENTERPRISES, INC.
38600 | Permanently Closed | 2017-09-01 | 1990-04-16 | 2019-01-08 | Petroleum | Mid-grade gasoline | Mid-grade gasoline | Retail | Single Wall, Steel | Steel | Coated & cathodic protection (sti-P3) |  | Fiberglass reinforced plastic, Single Wall |  |  |  | Catchment Basin, Single walled catchment basin | Automatic shutoff device At 95% full | Automatic shutoff device At 95% full | [11 empty] | UST Currently In Use: 0; UST Temp Close: 0; AST Currently In Use: 0; AST Temp Closed: 0 | 0 | 0 | 5 | 17612-009-004073 | ROBERTSON ENTERPRISES, INC.
38601 | Permanently Closed | 2017-09-01 | 1990-04-16 | 2019-01-08 | Petroleum | Premium gasoline | Premium gasoline | Retail | Single Wall, Steel | Steel | Coated & cathodic protection (sti-P3) |  | Fiberglass reinforced plastic, Single Wall |  |  |  | Catchment Basin, Single walled catchment basin | Automatic shutoff device At 95% full | Automatic shutoff device At 95% full | [11 empty] | UST Currently In Use: 0; UST Temp Close: 0; AST Currently In Use: 0; AST Temp Closed: 0 | 0 | 0 | 5 | 17612-009-004073 | ROBERTSON ENTERPRISES, INC.
38602 | Permanently Closed | 1997-04-01 | 1982-01-01 | 2001-11-20 | Petroleum | Unleaded gasoline | Unleaded gasoline |  | Steel | Steel |  | Painted or None | Steel |  | 1901-01-01 | [6 empty] | Statistical Inventory Reconciliation (SIR) | [8 empty] | UST Currently In Use: 0; UST Temp Close: 0; AST Currently In Use: 0; AST Temp Closed: 0 | 0 | 0 | 5 | 11402-009-004074 | DEAN OIL CO INC
38603 | Permanently Closed | 1997-04-01 | 1982-01-01 | 2001-11-20 | Petroleum | Unleaded gasoline | Unleaded gasoline |  | Steel | Steel |  | Painted or None | Steel |  | 1901-01-01 | [6 empty] | Statistical Inventory Reconciliation (SIR) | [8 empty] | UST Currently In Use: 0; UST Temp Close: 0; AST Currently In Use: 0; AST Temp Closed: 0 | 0 | 0 | 5 | 11402-009-004074 | DEAN OIL CO INC
38604 | Permanently Closed | 1997-04-01 | 1982-01-01 | 2001-11-20 | Petroleum | Unleaded gasoline | Unleaded gasoline |  | Steel | Steel |  | Painted or None | Steel |  | 1901-01-01 | [6 empty] | Statistical Inventory Reconciliation (SIR) | [8 empty] | UST Currently In Use: 0; UST Temp Close: 0; AST Currently In Use: 0; AST Temp Closed: 0 | 0 | 0 | 5 | 11402-009-004074 | DEAN OIL CO INC
38605 | Permanently Closed | 1997-04-01 | 1982-01-01 | 2001-11-20 | Petroleum | On road diesel | On road diesel |  | Steel | Steel |  | Painted or None | Steel |  | 1901-01-01 | [6 empty] | Statistical Inventory Reconciliation (SIR) | [8 empty] | UST Currently In Use: 0; UST Temp Close: 0; AST Currently In Use: 0; AST Temp Closed: 0 | 0 | 0 | 5 | 11402-009-004074 | DEAN OIL CO INC
38606 | Permanently Closed | 1997-04-01 | 1982-01-01 | 2001-11-20 | Petroleum | On road diesel | On road diesel |  | Steel | Steel |  | Painted or None | Steel |  | 1901-01-01 | [6 empty] | Statistical Inventory Reconciliation (SIR) | [8 empty] | UST Currently In Use: 0; UST Temp Close: 0; AST Currently In Use: 0; AST Temp Closed: 0 | 0 | 0 | 5 | 11402-009-004074 | DEAN OIL CO INC
38607 | Permanently Closed | 1997-01-01 | 1985-01-01 | 2001-11-21 | Petroleum | Unleaded gasoline | Unleaded gasoline |  | Steel | Steel |  | Painted or None |  |  | 1901-01-01 | Field installed cathodic protection | [14 empty] | UST Currently In Use: 0; UST Temp Close: 0; AST Currently In Use: 0; AST Temp Closed: 0 | 0 | 0 | 4 | 11402-009-014129 | DEAN OIL CO INC
38608 | Permanently Closed | 1997-01-01 | 1985-01-01 | 2001-11-21 | Petroleum | Unleaded gasoline | Unleaded gasoline |  | Steel | Steel |  | Painted or None |  |  | 1901-01-01 | Field installed cathodic protection | [14 empty] | UST Currently In Use: 0; UST Temp Close: 0; AST Currently In Use: 0; AST Temp Closed: 0 | 0 | 0 | 4 | 11402-009-014129 | DEAN OIL CO INC
38609 | Permanently Closed | 1997-01-01 | 1985-01-01 | 2001-11-21 | Petroleum | Unleaded gasoline | Unleaded gasoline |  | Steel | Steel |  | Painted or None |  |  | 1901-01-01 | Field installed cathodic protection | [14 empty] | UST Currently In Use: 0; UST Temp Close: 0; AST Currently In Use: 0; AST Temp Closed: 0 | 0 | 0 | 4 | 11402-009-014129 | DEAN OIL CO INC
38610 | Permanently Closed | 1997-01-01 | 1985-01-01 | 2001-11-21 | Petroleum | Unleaded gasoline | Unleaded gasoline |  | Steel | Steel |  | Painted or None |  |  | 1901-01-01 | Field installed cathodic protection | [14 empty] | UST Currently In Use: 0; UST Temp Close: 0; AST Currently In Use: 0; AST Temp Closed: 0 | 0 | 0 | 4 | 11402-009-014129 | DEAN OIL CO INC
38611 | Permanently Closed | 1997-08-01 | 1969-01-01 | 1997-08-15 | Petroleum | On road diesel | On road diesel | Emergency power generator | Steel | Steel |  | Painted or None | Steel |  | 1901-01-01 | [6 empty] | Other | [8 empty] | UST Currently In Use: 0; UST Temp Close: 0; AST Currently In Use: 1; AST Temp Closed: 0 | 0 | 0 | 3 | 21564-133-014131 | BURDICK WEST MEDICAL CENTER, LLC
38612 | Permanently Closed | 1997-08-01 | 1973-01-01 | 1997-08-15 | Petroleum | Unleaded gasoline | Unleaded gasoline | Industrial | Steel | Steel |  | Painted or None | Steel |  | 1901-01-01 | [6 empty] | Manual Tank Gauging (only tanks 1000 gal. or less and 48” or 64” in diameter) | [8 empty] | UST Currently In Use: 0; UST Temp Close: 0; AST Currently In Use: 1; AST Temp Closed: 0 | 0 | 0 | 3 | 21564-133-014131 | BURDICK WEST MEDICAL CENTER, LLC
38613 | Retired | 1988-08-08 | 1976-01-01 |  | Petroleum | Unleaded gasoline | Unleaded gasoline |  | Steel | Steel |  | Painted or None | Steel |  | 1901-01-01 | [15 empty] | UST Currently In Use: 0; UST Temp Close: 0; AST Currently In Use: 0; AST Temp Closed: 0 | 0 | 0 | 0 | 16294-123-014132 | HAROLD FORD
38614 | Retired | 1988-08-08 | 1976-01-01 |  | Petroleum | Unleaded gasoline | Unleaded gasoline |  | Steel | Steel |  | Painted or None | Steel |  | 1901-01-01 | [15 empty] | UST Currently In Use: 0; UST Temp Close: 0; AST Currently In Use: 0; AST Temp Closed: 0 | 0 | 0 | 0 | 16294-123-014132 | HAROLD FORD
38615 | Permanently Closed | 1901-01-01 | 1975-01-01 |  | Petroleum | Unleaded gasoline | Unleaded gasoline |  | Steel | Steel |  |  | Steel |  | 1901-01-01 | [15 empty] | UST Currently In Use: 0; UST Temp Close: 0; AST Currently In Use: 0; AST Temp Closed: 0 | 0 | 0 | 3 | 16295-123-014133 | L G DAVIS
38616 | Permanently Closed | 1901-01-01 | 1958-01-01 |  | Petroleum | Unleaded gasoline | Unleaded gasoline |  | Steel | Steel |  |  | Steel |  | 1901-01-01 | [15 empty] | UST Currently In Use: 0; UST Temp Close: 0; AST Currently In Use: 0; AST Temp Closed: 0 | 0 | 0 | 3 | 16295-123-014133 | L G DAVIS
38617 | Permanently Closed | 1901-01-01 | 1943-01-01 01:00 |  | Petroleum | Unleaded gasoline | Unleaded gasoline |  | Steel | Steel |  |  | Steel |  | 1901-01-01 | [15 empty] | UST Currently In Use: 0; UST Temp Close: 0; AST Currently In Use: 0; AST Temp Closed: 0 | 0 | 0 | 3 | 16295-123-014133 | L G DAVIS
38618 | Permanently Closed | 1993-03-01 | 1976-01-01 | 1994-03-25 | Petroleum | On road diesel | On road diesel | Retail | Steel | Steel |  | Painted or None | Steel |  | 1901-01-01 | [6 empty] | Statistical Inventory Reconciliation (SIR) | [8 empty] | UST Currently In Use: 3; UST Temp Close: 0; AST Currently In Use: 0; AST Temp Closed: 0 | 3 | 0 | 1 | 21160-123-014134 | ERIC L KNOX
38619 | Currently in Use |  | 1976-01-01 |  | Petroleum | On road diesel | On road diesel | Retail | Steel | Steel | Field installed cathodic protection |  | Steel |  |  | Field installed cathodic protection | Catchment Basin, Single walled catchment basin | Automatic shutoff device At 95% full | Automatic shutoff device At 95% full |  |  | Statistical Inventory Reconciliation (SIR) | [8 empty] | UST Currently In Use: 3; UST Temp Close: 0; AST Currently In Use: 0; AST Temp Closed: 0 | 3 | 0 | 1 | 21160-123-014134 | ERIC L KNOX
38620 | Currently in Use |  | 1976-01-01 |  | Petroleum | On road diesel | On road diesel | Retail | Steel | Steel | Field installed cathodic protection |  | Steel |  |  | Field installed cathodic protection | Catchment Basin, Single walled catchment basin | Automatic shutoff device At 95% full | Automatic shutoff device At 95% full |  |  | Statistical Inventory Reconciliation (SIR) | [8 empty] | UST Currently In Use: 3; UST Temp Close: 0; AST Currently In Use: 0; AST Temp Closed: 0 | 3 | 0 | 1 | 21160-123-014134 | ERIC L KNOX
38621 | Currently in Use |  | 1976-01-01 |  | Petroleum | Unleaded gasoline | Unleaded gasoline | Retail | Steel | Steel | Field installed cathodic protection |  | Steel |  |  | Field installed cathodic protection | Catchment Basin, Single walled catchment basin | Automatic shutoff device At 95% full | Automatic shutoff device At 95% full |  |  | Statistical Inventory Reconciliation (SIR) | [8 empty] | UST Currently In Use: 3; UST Temp Close: 0; AST Currently In Use: 0; AST Temp Closed: 0 | 3 | 0 | 1 | 21160-123-014134 | ERIC L KNOX
38622 | Permanently Closed | 1997-11-01 | 1981-01-01 | 1997-11-17 | Petroleum | Unleaded gasoline | Unleaded gasoline | Retail | Steel | Steel |  | Painted or None | Steel |  | 1901-01-01 | [6 empty] | Statistical Inventory Reconciliation (SIR) | [5 empty] | Statistical inventory reconciliation (SIR) | Statistical inventory reconciliation (SIR) |  | UST Currently In Use: 1; UST Temp Close: 0; AST Currently In Use: 2; AST Temp Closed: 0 | 1 | 0 | 7 | 21794-123-014135 | HARBOR POINT MARINA
38623 | Permanently Closed | 1997-11-01 | 1981-01-01 | 1997-11-12 | Petroleum | Unleaded gasoline | Unleaded gasoline | Retail | Steel | Steel |  | Painted or None | Steel |  | 1901-01-01 | [6 empty] | Statistical Inventory Reconciliation (SIR) | [5 empty] | Statistical inventory reconciliation (SIR) | Statistical inventory reconciliation (SIR) |  | UST Currently In Use: 1; UST Temp Close: 0; AST Currently In Use: 2; AST Temp Closed: 0 | 1 | 0 | 7 | 21794-123-014135 | HARBOR POINT MARINA
38624 | Permanently Closed | 1996-01-01 | 1981-01-01 | 1996-01-31 | Petroleum | Unleaded gasoline | Unleaded gasoline |  | Steel | Steel | Coated & cathodic protection (sti-P3) |  | Steel |  | 1901-01-01 | [6 empty] | Statistical Inventory Reconciliation (SIR) | [5 empty] | Statistical inventory reconciliation (SIR) | Statistical inventory reconciliation (SIR) |  | UST Currently In Use: 1; UST Temp Close: 0; AST Currently In Use: 2; AST Temp Closed: 0 | 1 | 0 | 7 | 21794-123-014135 | HARBOR POINT MARINA
38625 | Permanently Closed | 1996-01-01 | 1981-01-01 | 1996-01-31 | Petroleum | Unleaded gasoline | Unleaded gasoline |  | Steel | Steel | Coated & cathodic protection (sti-P3) |  | Steel |  | 1901-01-01 | [6 empty] | Statistical Inventory Reconciliation (SIR) | [5 empty] | Statistical inventory reconciliation (SIR) | Statistical inventory reconciliation (SIR) |  | UST Currently In Use: 1; UST Temp Close: 0; AST Currently In Use: 2; AST Temp Closed: 0 | 1 | 0 | 7 | 21794-123-014135 | HARBOR POINT MARINA
38626 | Permanently Closed | 1997-09-26 | 1981-01-01 | 1997-09-26 | Petroleum | Unleaded gasoline | Unleaded gasoline | Retail | Steel | Steel | Coated & cathodic protection (sti-P3) |  | Steel |  | 1901-01-01 | [6 empty] | Statistical Inventory Reconciliation (SIR) | [5 empty] | Statistical inventory reconciliation (SIR) | Statistical inventory reconciliation (SIR) |  | UST Currently In Use: 1; UST Temp Close: 0; AST Currently In Use: 2; AST Temp Closed: 0 | 1 | 0 | 7 | 21794-123-014135 | HARBOR POINT MARINA
38627 | Permanently Closed | 1997-09-26 | 1974-01-01 | 1996-01-31 | Petroleum | On road diesel | On road diesel |  | Steel | Steel |  | Painted or None | Steel |  | 1901-01-01 | [6 empty] | Statistical Inventory Reconciliation (SIR) | [8 empty] | UST Currently In Use: 1; UST Temp Close: 0; AST Currently In Use: 2; AST Temp Closed: 0 | 1 | 0 | 7 | 21794-123-014135 | HARBOR POINT MARINA
38628 | Permanently Closed | 1997-09-26 | 1974-01-01 | 1997-09-26 | Petroleum | On road diesel | On road diesel |  | Steel | Steel |  | Painted or None | Steel |  | 1901-01-01 | [6 empty] | Statistical Inventory Reconciliation (SIR) | [8 empty] | UST Currently In Use: 1; UST Temp Close: 0; AST Currently In Use: 2; AST Temp Closed: 0 | 1 | 0 | 7 | 21794-123-014135 | HARBOR POINT MARINA
38629 | Permanently Closed | 1998-03-17 | 1987-01-01 | 1998-03-17 | Petroleum | On road diesel | On road diesel | Bulk facility, Emergency Power Generator | Fiberglass reinforced plastic | Fiberglass reinforced plastic |  |  | Steel |  | 1901-01-01 |  |  | Flow Rest 90% Full | Flow Rest 90% Full | [8 empty] | Groundwater monitoring | Groundwater monitoring |  | UST Currently In Use: 0; UST Temp Close: 0; AST Currently In Use: 0; AST Temp Closed: 0 | 0 | 0 | 1 | 16300-101-014203 | HEALTHSOUTH REHAB HOSPITAL
38630 | Permanently Closed | 1999-12-16 | 1979-01-01 | 1999-12-17 | Petroleum | Unleaded gasoline | Unleaded gasoline |  | Steel | Steel |  | Painted or None | Steel |  | 1901-01-01 | [15 empty] | UST Currently In Use: 0; UST Temp Close: 0; AST Currently In Use: 0; AST Temp Closed: 0 | 0 | 0 | 3 | 16301-067-014204 | CARTER PULPWOOD & TIMBER CO
38631 | Permanently Closed | 1999-12-16 | 1979-01-01 | 1999-12-17 | Petroleum | On road diesel | On road diesel |  | Steel | Steel |  | Painted or None | Steel |  | 1901-01-01 | [15 empty] | UST Currently In Use: 0; UST Temp Close: 0; AST Currently In Use: 0; AST Temp Closed: 0 | 0 | 0 | 3 | 16301-067-014204 | CARTER PULPWOOD & TIMBER CO
38632 | Permanently Closed | 1999-12-16 | 1979-01-01 | 1999-12-17 | Petroleum | On road diesel | On road diesel |  | Steel | Steel |  | Painted or None | Steel |  | 1901-01-01 | [15 empty] | UST Currently In Use: 0; UST Temp Close: 0; AST Currently In Use: 0; AST Temp Closed: 0 | 0 | 0 | 3 | 16301-067-014204 | CARTER PULPWOOD & TIMBER CO
38633 | Permanently Closed | 2018-06-01 | 1989-01-01 | 2019-10-02 | Petroleum | Unleaded gasoline | Unleaded gasoline | Retail | Steel | Steel | Coated & cathodic protection (sti-P3) |  | Fiberglass reinforced plastic |  |  | Other, FLXS ISOLA | Catchment Basin, Single walled catchment basin | Flow Rest 90% Full | Flow Rest 90% Full |  |  | Automatic Tank Gauge |  | Automatic shutoff device (AELLD) | Automatic shutoff device (AELLD) | [5 empty] | UST Currently In Use: 3; UST Temp Close: 0; AST Currently In Use: 0; AST Temp Closed: 0 | 3 | 0 | 3 | 23413-101-014205 | CIRCLE K STORES, INC.
38634 | Permanently Closed | 2018-06-01 | 1989-01-01 | 2019-10-02 | Petroleum | Mid-grade gasoline | Mid-grade gasoline | Retail | Steel | Steel | Coated & cathodic protection (sti-P3) |  | Fiberglass reinforced plastic |  |  | Other, FLXS ISOLA | Catchment Basin, Single walled catchment basin | Flow Rest 90% Full | Flow Rest 90% Full |  |  | Automatic Tank Gauge, Statistical Inventory Reconciliation (SIR) |  | Automatic shutoff device (AELLD) | Automatic shutoff device (AELLD) | [5 empty] | UST Currently In Use: 3; UST Temp Close: 0; AST Currently In Use: 0; AST Temp Closed: 0 | 3 | 0 | 3 | 23413-101-014205 | CIRCLE K STORES, INC.
38635 | Permanently Closed | 2010-06-01 | 1989-01-01 | 2019-10-02 | Petroleum | Premium gasoline | Premium gasoline | Retail | Steel | Steel | Coated & cathodic protection (sti-P3) |  | Fiberglass reinforced plastic |  |  | Other, FLXS ISOLA | Catchment Basin, Single walled catchment basin | Flow Rest 90% Full | Flow Rest 90% Full |  |  | Automatic Tank Gauge, Statistical Inventory Reconciliation (SIR) |  | Automatic shutoff device (AELLD) | Automatic shutoff device (AELLD) | [5 empty] | UST Currently In Use: 3; UST Temp Close: 0; AST Currently In Use: 0; AST Temp Closed: 0 | 3 | 0 | 3 | 23413-101-014205 | CIRCLE K STORES, INC.
38636 | Permanently Closed | 1998-07-08 | 1963-01-01 | 1998-07-08 | Petroleum | Unleaded gasoline | Unleaded gasoline |  | Steel | Steel |  |  |  |  | 1901-01-01 | [15 empty] | UST Currently In Use: 0; UST Temp Close: 0; AST Currently In Use: 0; AST Temp Closed: 0 | 0 | 0 | 4 | 16305-015-014206 | KENNETH HALL
38637 | Permanently Closed | 1998-07-08 | 1963-01-01 | 1998-07-08 | Petroleum | Unleaded gasoline | Unleaded gasoline |  | Steel | Steel |  |  |  |  | 1901-01-01 | [15 empty] | UST Currently In Use: 0; UST Temp Close: 0; AST Currently In Use: 0; AST Temp Closed: 0 | 0 | 0 | 4 | 16305-015-014206 | KENNETH HALL
38638 | Permanently Closed | 1998-07-08 | 1963-01-01 | 1998-07-08 | Petroleum | Unleaded gasoline | Unleaded gasoline |  | Steel | Steel |  |  |  |  | 1901-01-01 | [15 empty] | UST Currently In Use: 0; UST Temp Close: 0; AST Currently In Use: 0; AST Temp Closed: 0 | 0 | 0 | 4 | 16305-015-014206 | KENNETH HALL
38639 | Permanently Closed | 1998-07-08 | 1963-01-01 | 1998-07-08 | Petroleum | Unleaded gasoline | Unleaded gasoline |  | Steel | Steel |  |  |  |  | 1901-01-01 | [15 empty] | UST Currently In Use: 0; UST Temp Close: 0; AST Currently In Use: 0; AST Temp Closed: 0 | 0 | 0 | 4 | 16305-015-014206 | KENNETH HALL
38640 | Permanently Closed | 2011-01-01 | 1979-01-01 | 1993-07-19 | Petroleum | Used oil | Used oil |  | Steel | Steel |  | Painted or None | Steel |  | 1901-01-01 | [15 empty] | UST Currently In Use: 0; UST Temp Close: 0; AST Currently In Use: 0; AST Temp Closed: 0 | 0 | 0 | 4 | 16306-125-014207 | SPEEDY OIL CHANGE INC
38641 | Permanently Closed | 2011-01-01 | 1979-01-01 | 1993-07-19 | Petroleum | Used oil | Used oil |  | Steel | Steel |  | Painted or None | Steel |  | 1901-01-01 | [15 empty] | UST Currently In Use: 0; UST Temp Close: 0; AST Currently In Use: 0; AST Temp Closed: 0 | 0 | 0 | 4 | 16306-125-014207 | SPEEDY OIL CHANGE INC
38642 | Permanently Closed | 2011-01-01 | 1979-01-01 | 1993-07-19 | Petroleum | Used oil | Used oil |  | Steel | Steel |  | Painted or None | Steel |  | 1901-01-01 | [15 empty] | UST Currently In Use: 0; UST Temp Close: 0; AST Currently In Use: 0; AST Temp Closed: 0 | 0 | 0 | 4 | 16306-125-014207 | SPEEDY OIL CHANGE INC
38643 | Permanently Closed | 1984-01-01 | 1979-01-01 | 1993-07-19 | Petroleum | Used oil | Used oil |  | Steel | Steel |  | Painted or None | Steel |  | 1901-01-01 | [15 empty] | UST Currently In Use: 0; UST Temp Close: 0; AST Currently In Use: 0; AST Temp Closed: 0 | 0 | 0 | 4 | 16306-125-014207 | SPEEDY OIL CHANGE INC
38644 | Permanently Closed | 1994-01-01 | 1987-01-01 | 1995-01-09 | Petroleum | Used oil | Used oil |  | Steel | Steel |  | Painted or None | Steel |  | 1901-01-01 | [15 empty] | UST Currently In Use: 0; UST Temp Close: 0; AST Currently In Use: 0; AST Temp Closed: 0 | 0 | 0 | 2 | 16306-125-014208 | SPEEDY OIL CHANGE INC
38645 | Permanently Closed | 1994-01-01 | 1987-01-01 | 1995-01-09 | Petroleum | Used oil | Used oil |  | Steel | Steel |  | Painted or None | Steel |  | 1901-01-01 | [15 empty] | UST Currently In Use: 0; UST Temp Close: 0; AST Currently In Use: 0; AST Temp Closed: 0 | 0 | 0 | 2 | 16306-125-014208 | SPEEDY OIL CHANGE INC
38646 | Currently in Use |  | 1988-01-01 |  | Petroleum | On road diesel | On road diesel | Industrial | Steel | Steel | Coated & cathodic protection (sti-P3) |  | Fiberglass reinforced plastic |  |  | Other, FLEXS PASS | Catchment Basin, Single walled catchment basin | Flow Rest 90% Full | Flow Rest 90% Full |  |  | Continuous Automatic Tank Gauge |  | Automatic flow restrictor (MLLD) | Automatic flow restrictor (MLLD) |  |  | Annual line testing | Annual line testing |  | UST Currently In Use: 3; UST Temp Close: 0; AST Currently In Use: 0; AST Temp Closed: 0 | 3 | 0 | 0 | 23465-035-014209 | EVERGREEN TRANSPORT LLC
38647 | Currently in Use |  | 1988-01-01 |  | Petroleum | Virgin oil | Virgin oil | Industrial | Steel | Steel | Coated & cathodic protection (sti-P3) |  | Fiberglass reinforced plastic |  |  | Other, FLEXS PASS | Catchment Basin, Single walled catchment basin | Automatic shutoff device At 95% full | Automatic shutoff device At 95% full |  |  | Continuous Automatic Tank Gauge |  | Other, N/A | Other |  |  | Other, N/A | Other |  | UST Currently In Use: 3; UST Temp Close: 0; AST Currently In Use: 0; AST Temp Closed: 0 | 3 | 0 | 0 | 23465-035-014209 | EVERGREEN TRANSPORT LLC
38648 | Currently in Use |  | 1988-01-01 |  | Petroleum | Used oil | Used oil | Industrial | Steel | Steel | Coated & cathodic protection (sti-P3) |  | Fiberglass reinforced plastic |  |  | Other, FLEXS PASS | Catchment Basin, EXEMPT | Other, EXEMPT | Other |  |  | Continuous Automatic Tank Gauge |  | Other, N/A | Other |  |  | Other, N/A | Other |  | UST Currently In Use: 3; UST Temp Close: 0; AST Currently In Use: 0; AST Temp Closed: 0 | 3 | 0 | 0 | 23465-035-014209 | EVERGREEN TRANSPORT LLC
38649 | Currently in Use |  | 1989-08-10 |  | Petroleum | On road diesel | On road diesel | Bulk facility | Steel | Steel | Coated & cathodic protection (sti-P3) |  | Fiberglass reinforced plastic |  |  |  | Catchment Basin, Single walled catchment basin | Flow Rest 90% Full | Flow Rest 90% Full |  |  | Continuous Automatic Tank Gauge |  | Automatic flow restrictor (MLLD) | Automatic flow restrictor (MLLD) |  |  | Annual line testing | Annual line testing |  | UST Currently In Use: 3; UST Temp Close: 0; AST Currently In Use: 0; AST Temp Closed: 0 | 3 | 0 | 0 | 23465-117-014794 | EVERGREEN TRANSPORT LLC
38650 | Currently in Use |  | 1989-08-10 |  | Petroleum | Virgin oil | Virgin oil | Bulk facility | Steel | Steel | Coated & cathodic protection (sti-P3) |  | Steel, ABOVE GRND |  |  |  | Catchment Basin, Single walled catchment basin | Automatic shutoff device At 95% full | Automatic shutoff device At 95% full |  |  | Continuous Automatic Tank Gauge | [8 empty] | UST Currently In Use: 3; UST Temp Close: 0; AST Currently In Use: 0; AST Temp Closed: 0 | 3 | 0 | 0 | 23465-117-014794 | EVERGREEN TRANSPORT LLC
38651 | Currently in Use |  | 1989-08-10 |  | Petroleum | Used oil | Used oil | Bulk facility | Steel | Steel | Coated & cathodic protection (sti-P3) |  | Other, NO PIPING |  |  |  | Catchment Basin, EXEMPT | Other, EXEMPT | Other |  |  | Continuous Automatic Tank Gauge | [8 empty] | UST Currently In Use: 3; UST Temp Close: 0; AST Currently In Use: 0; AST Temp Closed: 0 | 3 | 0 | 0 | 23465-117-014794 | EVERGREEN TRANSPORT LLC
38652 | Permanently Closed | 1996-02-14 | 1901-01-01 | 1996-02-14 | Petroleum | Unleaded gasoline | Unleaded gasoline | Retail | Steel | Steel |  | Painted or None | Steel |  | 1901-01-01 | [15 empty] | UST Currently In Use: 0; UST Temp Close: 0; AST Currently In Use: 0; AST Temp Closed: 0 | 0 | 0 | 1 | 16308-067-014217 | WILLIE WEEMS
38653 | Permanently Closed | 1901-01-01 | 1979-01-01 | 2011-11-11 | Petroleum | Unleaded gasoline | Unleaded gasoline |  | Steel | Steel |  |  | Steel |  | 1901-01-01 | [15 empty] | UST Currently In Use: 0; UST Temp Close: 0; AST Currently In Use: 0; AST Temp Closed: 0 | 0 | 0 | 2 | 16309-067-014218 | J H HARDWICK C/O LARRY B SMITH
38654 | Permanently Closed | 1901-01-01 | 1979-01-01 | 2011-11-11 | Petroleum | Unleaded gasoline | Unleaded gasoline |  | Steel | Steel |  |  | Steel |  | 1901-01-01 | [15 empty] | UST Currently In Use: 0; UST Temp Close: 0; AST Currently In Use: 0; AST Temp Closed: 0 | 0 | 0 | 2 | 16309-067-014218 | J H HARDWICK C/O LARRY B SMITH
38657 | Permanently Closed | 1991-08-02 | 1978-01-01 | 1991-08-02 | Petroleum | Unleaded gasoline | Unleaded gasoline |  | Steel | Steel |  | Painted or None | Steel |  | 1901-01-01 | [15 empty] | UST Currently In Use: 0; UST Temp Close: 0; AST Currently In Use: 0; AST Temp Closed: 0 | 0 | 0 | 1 | 16312-089-014211 | J B EARNEST
38658 | Retired | 1988-12-22 | 1901-01-01 |  | Petroleum | Other, OTHER | Other |  | Steel | Steel |  |  |  |  | 1901-01-01 | [15 empty] | UST Currently In Use: 0; UST Temp Close: 0; AST Currently In Use: 0; AST Temp Closed: 0 | 0 | 0 | 0 | 16313-125-014212 | JOHN W BOOZER
38659 | Permanently Closed | 1996-03-01 | 1984-01-01 | 1996-03-06 | Petroleum | On road diesel | On road diesel | Bulk facility | Fiberglass reinforced plastic | Fiberglass reinforced plastic |  |  |  |  | 1901-01-01 | [15 empty] | UST Currently In Use: 0; UST Temp Close: 0; AST Currently In Use: 0; AST Temp Closed: 0 | 0 | 0 | 2 | 18002-101-014029 | DIRECTOR REAL ESTATE GA PACIFIC
38660 | Permanently Closed | 1996-03-01 | 1984-01-01 | 1996-03-06 | Petroleum | Unleaded gasoline | Unleaded gasoline | Bulk facility | Fiberglass reinforced plastic | Fiberglass reinforced plastic |  |  |  |  | 1901-01-01 | [15 empty] | UST Currently In Use: 0; UST Temp Close: 0; AST Currently In Use: 0; AST Temp Closed: 0 | 0 | 0 | 2 | 18002-101-014029 | DIRECTOR REAL ESTATE GA PACIFIC
38663 | Retired | 1978-08-01 | 1964-01-01 |  | Petroleum | Unleaded gasoline | Unleaded gasoline |  | Steel | Steel |  | Painted or None | Steel |  | 1901-01-01 | [15 empty] | UST Currently In Use: 0; UST Temp Close: 0; AST Currently In Use: 0; AST Temp Closed: 0 | 0 | 0 | 0 | 16316-081-000228 | MELVIN SHORTER
38664 | Retired | 1978-08-01 | 1969-01-01 |  | Petroleum | Used oil | Used oil |  | Steel | Steel |  |  |  |  | 1901-01-01 | [15 empty] | UST Currently In Use: 0; UST Temp Close: 0; AST Currently In Use: 0; AST Temp Closed: 0 | 0 | 0 | 0 | 16316-081-000228 | MELVIN SHORTER
38665 | Permanently Closed | 1993-01-12 | 1979-01-01 | 1993-01-12 | Petroleum | Unleaded gasoline | Unleaded gasoline |  | Steel | Steel |  |  |  |  | 1901-01-01 | [15 empty] | UST Currently In Use: 0; UST Temp Close: 0; AST Currently In Use: 0; AST Temp Closed: 0 | 0 | 0 | 2 | 16317-121-014213 | TALLEDEGA BOX & LUMBER CO INC
38666 | Permanently Closed | 1993-01-12 | 1979-01-01 | 1993-01-12 | Petroleum | On road diesel | On road diesel |  | Steel | Steel |  |  |  |  | 1901-01-01 | [15 empty] | UST Currently In Use: 0; UST Temp Close: 0; AST Currently In Use: 0; AST Temp Closed: 0 | 0 | 0 | 2 | 16317-121-014213 | TALLEDEGA BOX & LUMBER CO INC
38667 | Permanently Closed | 1991-10-29 | 1972-01-01 | 1991-10-29 | Petroleum | Unleaded gasoline | Unleaded gasoline |  | Steel | Steel |  |  | Steel |  | 1901-01-01 | [15 empty] | UST Currently In Use: 0; UST Temp Close: 0; AST Currently In Use: 0; AST Temp Closed: 0 | 0 | 0 | 1 | 16318-097-014214 | TRAIL PONTIAC-GMC TRUCK CO
38670 | Cannot Locate or abandoned |  | 1989-01-01 |  | Petroleum | Unleaded gasoline | Unleaded gasoline | Retail | Steel | Steel | Coated & cathodic protection (sti-P3) |  | Fiberglass reinforced plastic |  | 1901-01-01 |  | Catchment Basin, Single walled catchment basin | [13 empty] | UST Currently In Use: 0; UST Temp Close: 0; AST Currently In Use: 0; AST Temp Closed: 0 | 0 | 0 | 0 | 19108-073-014216 | BEARDEN OIL COMPANY
38671 | Permanently Closed | 1998-12-22 | 1989-01-01 | 1998-12-22 | Petroleum | Unleaded gasoline | Unleaded gasoline |  | Steel | Steel | Coated & cathodic protection (sti-P3) |  | Steel |  | 1901-01-01 | Field installed cathodic protection | [14 empty] | UST Currently In Use: 0; UST Temp Close: 0; AST Currently In Use: 0; AST Temp Closed: 0 | 0 | 0 | 1 | 13526-073-014236 | MOORE OIL COMPANY, INC.
38672 | Permanently Closed | 1999-04-05 | 1989-01-01 | 1999-04-05 | Petroleum | Unleaded gasoline | Unleaded gasoline | Bulk facility | Steel | Steel | Coated & cathodic protection (sti-P3) |  | Steel |  | 1901-01-01 | Field installed cathodic protection | [5 empty] | Statistical Inventory Reconciliation (SIR) | [8 empty] | UST Currently In Use: 0; UST Temp Close: 0; AST Currently In Use: 0; AST Temp Closed: 0 | 0 | 0 | 1 | 19108-101-014215 | BEARDEN OIL COMPANY
38673 | Currently in Use |  | 1974-01-01 |  | Petroleum | On road diesel | On road diesel | Retail | Single Wall, Steel | Steel | Field installed cathodic protection |  | Single Wall, Steel |  |  | Field installed cathodic protection | Catchment Basin, Single walled catchment basin | Automatic shutoff device At 95% full | Automatic shutoff device At 95% full |  |  | Continuous Automatic Tank Gauge | [8 empty] | UST Currently In Use: 3; UST Temp Close: 0; AST Currently In Use: 0; AST Temp Closed: 0 | 3 | 0 | 0 | 21656-073-014219 | SWANN FOOD STORES LLC
38674 | Currently in Use |  | 1974-01-01 |  | Petroleum | Other, NOETHNOL | Other | Retail | Single Wall, Steel | Steel | Field installed cathodic protection |  | Single Wall, Steel |  |  | Field installed cathodic protection | Catchment Basin, Single walled catchment basin | Automatic shutoff device At 95% full | Automatic shutoff device At 95% full |  |  | Continuous Automatic Tank Gauge | [8 empty] | UST Currently In Use: 3; UST Temp Close: 0; AST Currently In Use: 0; AST Temp Closed: 0 | 3 | 0 | 0 | 21656-073-014219 | SWANN FOOD STORES LLC
38675 | Currently in Use |  | 1974-01-01 |  | Petroleum | Unleaded gasoline | Unleaded gasoline | Retail | Single Wall, Steel, 3K/3K | Steel | Field installed cathodic protection |  | Single Wall, Steel |  |  | Field installed cathodic protection | Catchment Basin, Single walled catchment basin | Automatic shutoff device At 95% full | Automatic shutoff device At 95% full |  |  | Continuous Automatic Tank Gauge | [8 empty] | UST Currently In Use: 3; UST Temp Close: 0; AST Currently In Use: 0; AST Temp Closed: 0 | 3 | 0 | 0 | 21656-073-014219 | SWANN FOOD STORES LLC
38679 | Permanently Closed | 1993-04-16 | 1979-01-01 | 1993-04-16 | Petroleum | Unleaded gasoline | Unleaded gasoline |  | Steel | Steel |  |  | Steel |  | 1901-01-01 | [15 empty] | UST Currently In Use: 0; UST Temp Close: 0; AST Currently In Use: 0; AST Temp Closed: 0 | 0 | 0 | 2 | 16324-089-014221 | BARBARA H SPENCER
38680 | Permanently Closed | 1993-04-16 | 1979-01-01 | 1993-04-16 | Petroleum | Unleaded gasoline | Unleaded gasoline |  | Steel | Steel |  |  | Steel |  | 1901-01-01 | [15 empty] | UST Currently In Use: 0; UST Temp Close: 0; AST Currently In Use: 0; AST Temp Closed: 0 | 0 | 0 | 2 | 16324-089-014221 | BARBARA H SPENCER
38681 | Permanently Closed | 1998-09-30 | 1988-01-01 | 1998-09-30 | Petroleum | Unleaded gasoline | Unleaded gasoline |  | Steel | Steel | Coated & cathodic protection (sti-P3) |  | Steel |  | 1901-01-01 | Field installed cathodic protection | [14 empty] | UST Currently In Use: 0; UST Temp Close: 0; AST Currently In Use: 0; AST Temp Closed: 0 | 0 | 0 | 2 | 16325-071-014224 | JUDY AND GROVER WILLIAMS
38682 | Permanently Closed | 1998-09-30 | 1988-01-01 | 1998-09-30 | Petroleum | Unleaded gasoline | Unleaded gasoline |  | Steel | Steel | Coated & cathodic protection (sti-P3) |  | Steel |  | 1901-01-01 | Field installed cathodic protection | [14 empty] | UST Currently In Use: 0; UST Temp Close: 0; AST Currently In Use: 0; AST Temp Closed: 0 | 0 | 0 | 2 | 16325-071-014224 | JUDY AND GROVER WILLIAMS
38683 | Retired | 1987-02-07 | 1951-01-01 |  | Petroleum | Unleaded gasoline | Unleaded gasoline |  | Steel | Steel |  |  | Steel |  | 1901-01-01 | [15 empty] | UST Currently In Use: 0; UST Temp Close: 0; AST Currently In Use: 1; AST Temp Closed: 0 | 0 | 0 | 1 | 16326-045-014225 | DALE MEDICAL CENTER
38685 | Permanently Closed | 1999-02-25 | 1970-01-01 | 1999-02-25 | Petroleum | On road diesel | On road diesel | Emergency Power Generator, Industrial | Steel | Steel |  |  | Steel |  | 1901-01-01 | [15 empty] | UST Currently In Use: 0; UST Temp Close: 0; AST Currently In Use: 1; AST Temp Closed: 0 | 0 | 0 | 1 | 16326-045-014225 | DALE MEDICAL CENTER
38686 | Permanently Closed | 1997-07-02 | 1980-01-01 | 1997-07-02 | Petroleum | Used oil | Used oil |  | Steel | Steel |  |  |  |  | 1901-01-01 | [15 empty] | UST Currently In Use: 0; UST Temp Close: 0; AST Currently In Use: 0; AST Temp Closed: 0 | 0 | 0 | 1 | 16327-097-014226 | BELTLINE MOVING CENTER
38687 | Permanently Closed | 2000-03-02 | 1981-01-01 | 2000-06-02 | Petroleum | Unleaded gasoline | Unleaded gasoline |  | Steel | Steel |  | Painted or None | Steel |  | 1901-01-01 | [6 empty] | Manual Tank Gauging (only tanks 1000 gal. or less and 48” or 64” in diameter) | [8 empty] | UST Currently In Use: 0; UST Temp Close: 0; AST Currently In Use: 0; AST Temp Closed: 0 | 0 | 0 | 3 | 19785-059-014227 | TERRY TRAPP
38688 | Permanently Closed | 2000-03-02 | 1984-01-01 | 2000-06-02 | Petroleum | Unleaded gasoline | Unleaded gasoline |  | Steel | Steel |  | Painted or None | Steel |  | 1901-01-01 | [15 empty] | UST Currently In Use: 0; UST Temp Close: 0; AST Currently In Use: 0; AST Temp Closed: 0 | 0 | 0 | 3 | 19785-059-014227 | TERRY TRAPP
38689 | Permanently Closed | 2000-03-02 | 1988-01-01 | 2000-06-02 | Petroleum | Unleaded gasoline | Unleaded gasoline |  | Steel | Steel |  | Painted or None | Steel |  | 1901-01-01 | [15 empty] | UST Currently In Use: 0; UST Temp Close: 0; AST Currently In Use: 0; AST Temp Closed: 0 | 0 | 0 | 3 | 19785-059-014227 | TERRY TRAPP
38690 | Permanently Closed | 1991-04-08 | 1964-01-01 | 1991-04-08 | Petroleum | Unleaded gasoline | Unleaded gasoline |  | Steel | Steel |  | Painted or None | Steel |  | 1901-01-01 | [15 empty] | UST Currently In Use: 0; UST Temp Close: 0; AST Currently In Use: 0; AST Temp Closed: 0 | 0 | 0 | 3 | 16329-035-006813 | LEMLEY SERVICE STATION
38691 | Permanently Closed | 1991-04-08 | 1964-01-01 | 1991-04-08 | Petroleum | Unleaded gasoline | Unleaded gasoline |  | Steel | Steel |  | Painted or None | Steel |  | 1901-01-01 | [15 empty] | UST Currently In Use: 0; UST Temp Close: 0; AST Currently In Use: 0; AST Temp Closed: 0 | 0 | 0 | 3 | 16329-035-006813 | LEMLEY SERVICE STATION
38692 | Permanently Closed | 1991-04-08 | 1964-01-01 | 1991-04-08 | Petroleum | Unleaded gasoline | Unleaded gasoline |  | Steel | Steel |  | Painted or None | Steel |  | 1901-01-01 | [15 empty] | UST Currently In Use: 0; UST Temp Close: 0; AST Currently In Use: 0; AST Temp Closed: 0 | 0 | 0 | 3 | 16329-035-006813 | LEMLEY SERVICE STATION
38693 | Permanently Closed | 1901-01-01 | 1901-01-01 | 1990-03-02 | Petroleum | On road diesel | On road diesel |  | Steel | Steel |  |  |  |  | 1901-01-01 | [15 empty] | UST Currently In Use: 0; UST Temp Close: 0; AST Currently In Use: 0; AST Temp Closed: 0 | 0 | 0 | 2 | 16330-081-003353 | RITA KIMERLING
38694 | Permanently Closed | 1901-01-01 | 1901-01-01 | 1990-03-02 | Petroleum | Unleaded gasoline | Unleaded gasoline |  | Steel | Steel |  |  |  |  | 1901-01-01 | [15 empty] | UST Currently In Use: 0; UST Temp Close: 0; AST Currently In Use: 0; AST Temp Closed: 0 | 0 | 0 | 2 | 16330-081-003353 | RITA KIMERLING
38695 | Permanently Closed | 1901-01-01 | 1974-01-01 | 2011-11-11 | Petroleum | Unleaded gasoline | Unleaded gasoline |  | Steel | Steel |  |  |  |  | 1901-01-01 | [15 empty] | UST Currently In Use: 0; UST Temp Close: 0; AST Currently In Use: 0; AST Temp Closed: 0 | 0 | 0 | 1 | 16331-069-003351 | WILLIAM JAMES DAVIS JR
38696 | Permanently Closed | 1992-03-02 | 1974-01-01 | 1992-03-02 | Petroleum | Unleaded gasoline | Unleaded gasoline |  | Steel | Steel |  | Painted or None | Steel |  | 1901-01-01 | [15 empty] | UST Currently In Use: 0; UST Temp Close: 0; AST Currently In Use: 0; AST Temp Closed: 0 | 0 | 0 | 3 | 16333-015-011632 | SUKYONG BANG
38697 | Permanently Closed | 1992-03-02 | 1974-01-01 | 1992-03-02 | Petroleum | Unleaded gasoline | Unleaded gasoline |  | Steel | Steel |  | Painted or None | Steel |  | 1901-01-01 | [15 empty] | UST Currently In Use: 0; UST Temp Close: 0; AST Currently In Use: 0; AST Temp Closed: 0 | 0 | 0 | 3 | 16333-015-011632 | SUKYONG BANG
38698 | Permanently Closed | 1992-03-02 | 1974-01-01 | 1992-03-02 | Petroleum | Unleaded gasoline | Unleaded gasoline |  | Steel | Steel |  | Painted or None | Steel |  | 1901-01-01 | [15 empty] | UST Currently In Use: 0; UST Temp Close: 0; AST Currently In Use: 0; AST Temp Closed: 0 | 0 | 0 | 3 | 16333-015-011632 | SUKYONG BANG
38703 | Permanently Closed | 2004-12-03 | 1963-01-01 | 1994-12-03 | Petroleum | Unleaded gasoline | Unleaded gasoline | [7 empty] | 1901-01-01 | [15 empty] | UST Currently In Use: 0; UST Temp Close: 0; AST Currently In Use: 0; AST Temp Closed: 0 | 0 | 0 | 2 | 16335-017-010259 | E T HUDSON
38704 | Permanently Closed | 2004-12-03 | 1963-01-01 | 1994-12-03 | Petroleum | Unleaded gasoline | Unleaded gasoline | [7 empty] | 1901-01-01 | [15 empty] | UST Currently In Use: 0; UST Temp Close: 0; AST Currently In Use: 0; AST Temp Closed: 0 | 0 | 0 | 2 | 16335-017-010259 | E T HUDSON
38705 | Permanently Closed | 1988-02-01 | 1968-01-01 | 1988-02-01 | Petroleum | Unleaded gasoline | Unleaded gasoline |  | Steel | Steel |  | Painted or None | Steel |  | 1901-01-01 | [15 empty] | UST Currently In Use: 0; UST Temp Close: 0; AST Currently In Use: 0; AST Temp Closed: 0 | 0 | 0 | 3 | 16336-077-009913 | J T HENDRIX
38706 | Permanently Closed | 1988-02-01 | 1968-01-01 | 1988-02-01 | Petroleum | Unleaded gasoline | Unleaded gasoline |  | Steel | Steel |  | Painted or None | Steel |  | 1901-01-01 | [15 empty] | UST Currently In Use: 0; UST Temp Close: 0; AST Currently In Use: 0; AST Temp Closed: 0 | 0 | 0 | 3 | 16336-077-009913 | J T HENDRIX
38707 | Permanently Closed | 1988-02-01 | 1971-01-01 | 1988-02-01 | Petroleum | Unleaded gasoline | Unleaded gasoline |  | Steel | Steel |  | Painted or None | Steel |  | 1901-01-01 | [15 empty] | UST Currently In Use: 0; UST Temp Close: 0; AST Currently In Use: 0; AST Temp Closed: 0 | 0 | 0 | 3 | 16336-077-009913 | J T HENDRIX
38708 | Permanently Closed | 1998-12-21 | 1982-01-01 | 2000-03-09 | Petroleum | Unleaded gasoline | Unleaded gasoline |  | Steel | Steel |  | Painted or None | Steel |  | 1901-01-01 | [15 empty] | UST Currently In Use: 0; UST Temp Close: 0; AST Currently In Use: 0; AST Temp Closed: 0 | 0 | 0 | 2 | 16338-085-004316 | CARNES SERVICE STATION
38709 | Permanently Closed | 1998-12-21 | 1982-01-01 | 2000-03-09 | Petroleum | Unleaded gasoline | Unleaded gasoline |  | Steel | Steel |  | Painted or None | Steel |  | 1901-01-01 | [15 empty] | UST Currently In Use: 0; UST Temp Close: 0; AST Currently In Use: 0; AST Temp Closed: 0 | 0 | 0 | 2 | 16338-085-004316 | CARNES SERVICE STATION
38710 | Permanently Closed | 1996-01-01 | 1984-01-01 | 1996-07-17 | Petroleum | Unleaded gasoline | Unleaded gasoline | Local government | Steel | Steel |  | Painted or None | Steel |  | 1901-01-01 | [15 empty] | UST Currently In Use: 0; UST Temp Close: 0; AST Currently In Use: 1; AST Temp Closed: 0 | 0 | 0 | 2 | 16339-085-014234 | LOWNDES COUNTY COMMISSION
38711 | Permanently Closed | 1996-06-01 | 1984-01-01 | 1996-07-17 | Petroleum | Unleaded gasoline | Unleaded gasoline | Local government | Steel | Steel |  | Painted or None | Steel |  | 1901-01-01 | [15 empty] | UST Currently In Use: 0; UST Temp Close: 0; AST Currently In Use: 1; AST Temp Closed: 0 | 0 | 0 | 2 | 16339-085-014234 | LOWNDES COUNTY COMMISSION
38713 | Permanently Closed | 1991-04-22 | 1979-01-01 | 1991-04-22 | Petroleum | Unleaded gasoline | Unleaded gasoline |  | Steel | Steel |  |  |  |  | 1901-01-01 | [15 empty] | UST Currently In Use: 0; UST Temp Close: 0; AST Currently In Use: 0; AST Temp Closed: 0 | 0 | 0 | 1 | 16340-089-014238 | SINPEP INC
38714 | Permanently Closed | 1991-01-01 | 1982-01-01 | 1998-04-13 | Petroleum | On road diesel | On road diesel |  | Steel | Steel |  | Painted or None | Steel |  | 1901-01-01 | [15 empty] | UST Currently In Use: 0; UST Temp Close: 0; AST Currently In Use: 0; AST Temp Closed: 0 | 0 | 0 | 1 | 16341-089-014239 | WOODWARD PRODUCE CO INC
38715 | Retired | 1985-06-01 | 1982-01-01 |  | Petroleum | Unleaded gasoline | Unleaded gasoline |  | Steel | Steel |  | Painted or None | Steel |  | 1901-01-01 | [15 empty] | UST Currently In Use: 0; UST Temp Close: 0; AST Currently In Use: 0; AST Temp Closed: 0 | 0 | 0 | 1 | 16341-089-014239 | WOODWARD PRODUCE CO INC
38716 | Permanently Closed | 1989-01-01 | 1979-01-01 | 1994-06-06 | Petroleum | Used oil | Used oil |  | Steel | Steel |  | Painted or None | Steel |  | 1901-01-01 | [15 empty] | UST Currently In Use: 0; UST Temp Close: 0; AST Currently In Use: 0; AST Temp Closed: 0 | 0 | 0 | 2 | 16342-015-014240 | TRANSMISSION SPECIALISTS INC
38717 | Permanently Closed | 1989-01-01 | 1979-01-01 | 1994-06-06 | Petroleum | Used oil | Used oil |  | Steel | Steel |  | Painted or None | Steel |  | 1901-01-01 | [15 empty] | UST Currently In Use: 0; UST Temp Close: 0; AST Currently In Use: 0; AST Temp Closed: 0 | 0 | 0 | 2 | 16342-015-014240 | TRANSMISSION SPECIALISTS INC
38718 | Currently in Use |  | 1979-01-01 |  | Petroleum | On road diesel | On road diesel | Retail | Single Wall, Steel | Steel | Field installed cathodic protection |  | Single Wall, Steel |  |  | Field installed cathodic protection | Catchment Basin, Single walled catchment basin | Automatic shutoff device At 95% full, Flow Rest 90% Full | Flow Rest 90% Full |  |  | Continuous Automatic Tank Gauge |  | Automatic flow restrictor (MLLD) | Automatic flow restrictor (MLLD) |  |  | Annual line testing | Annual line testing |  | UST Currently In Use: 3; UST Temp Close: 0; AST Currently In Use: 0; AST Temp Closed: 0 | 3 | 0 | 0 | 25379-073-014241 | HIMRAJ LLC
38719 | Currently in Use |  | 1979-01-01 |  | Petroleum | Premium gasoline | Premium gasoline | Retail | Single Wall, Steel | Steel | Field installed cathodic protection |  | Single Wall, Steel |  |  | Field installed cathodic protection | Catchment Basin, Single walled catchment basin | Automatic shutoff device At 95% full, Flow Rest 90% Full | Flow Rest 90% Full |  |  | Continuous Automatic Tank Gauge |  | Automatic flow restrictor (MLLD) | Automatic flow restrictor (MLLD) |  |  | Annual line testing | Annual line testing |  | UST Currently In Use: 3; UST Temp Close: 0; AST Currently In Use: 0; AST Temp Closed: 0 | 3 | 0 | 0 | 25379-073-014241 | HIMRAJ LLC
38720 | Currently in Use |  | 1979-01-01 |  | Petroleum | Unleaded gasoline | Unleaded gasoline | Retail | Single Wall, Steel, 5K/5K | Steel | Field installed cathodic protection |  | Single Wall, Steel |  |  | Field installed cathodic protection | Catchment Basin, Single walled catchment basin | Automatic shutoff device At 95% full, Flow Rest 90% Full | Flow Rest 90% Full |  |  | Continuous Automatic Tank Gauge |  | Automatic flow restrictor (MLLD) | Automatic flow restrictor (MLLD) |  |  | Annual line testing | Annual line testing |  | UST Currently In Use: 3; UST Temp Close: 0; AST Currently In Use: 0; AST Temp Closed: 0 | 3 | 0 | 0 | 25379-073-014241 | HIMRAJ LLC
38722 | Temporary Closed | 1999-01-01 | 1901-01-01 |  | Petroleum | Unleaded gasoline | Unleaded gasoline |  | Steel | Steel | Coated & cathodic protection (sti-P3) |  | Steel |  | 1901-01-01 | [15 empty] | UST Currently In Use: 0; UST Temp Close: 1; AST Currently In Use: 0; AST Temp Closed: 0 | 0 | 1 | 0 | 16344-117-014242 | VULCAN TERMITE AND PEST CONTROL
38723 | Permanently Closed | 1994-01-20 | 1987-01-01 | 1994-01-20 | Petroleum | Unleaded gasoline | Unleaded gasoline |  | Steel | Steel |  | Painted or None | Steel |  | 1901-01-01 | [15 empty] | UST Currently In Use: 0; UST Temp Close: 0; AST Currently In Use: 0; AST Temp Closed: 0 | 0 | 0 | 2 | 16345-083-014243 | STRAIN & SON NURSERY INC
38724 | Permanently Closed | 1994-01-20 | 1987-01-01 | 1994-01-20 | Petroleum | On road diesel | On road diesel |  | Steel | Steel |  | Painted or None | Steel |  | 1901-01-01 | [15 empty] | UST Currently In Use: 0; UST Temp Close: 0; AST Currently In Use: 0; AST Temp Closed: 0 | 0 | 0 | 2 | 16345-083-014243 | STRAIN & SON NURSERY INC
38725 | Permanently Closed | 1992-09-01 | 1980-01-01 | 1992-09-18 | Petroleum | On road diesel | On road diesel |  | Fiberglass reinforced plastic | Fiberglass reinforced plastic |  |  | Steel |  | 1901-01-01 | [15 empty] | UST Currently In Use: 1; UST Temp Close: 0; AST Currently In Use: 0; AST Temp Closed: 0 | 1 | 0 | 1 | 16346-127-014244 | BROOKWOOD BAPTIST HEALTH 2, LLC
38726 | Permanently Closed | 1901-01-01 | 1952-01-01 | 1989-08-01 | Petroleum | Unleaded gasoline | Unleaded gasoline |  | Steel | Steel |  |  |  |  | 1901-01-01 | Field installed cathodic protection | [14 empty] | UST Currently In Use: 0; UST Temp Close: 0; AST Currently In Use: 0; AST Temp Closed: 0 | 0 | 0 | 2 | 16347-039-006555 | JOHN HANCOCK FINANCIAL SERVICES
38727 | Permanently Closed | 1901-01-01 | 1952-01-01 | 1989-08-01 | Petroleum | Unleaded gasoline | Unleaded gasoline |  | Steel | Steel |  |  |  |  | 1901-01-01 | Field installed cathodic protection | [14 empty] | UST Currently In Use: 0; UST Temp Close: 0; AST Currently In Use: 0; AST Temp Closed: 0 | 0 | 0 | 2 | 16347-039-006555 | JOHN HANCOCK FINANCIAL SERVICES
38728 | Permanently Closed | 1901-01-01 | 1964-01-01 | 1988-12-15 | Petroleum | On road diesel | On road diesel |  | Steel | Steel | Coated & cathodic protection (sti-P3) |  | Steel |  | 1901-01-01 | Field installed cathodic protection | [14 empty] | UST Currently In Use: 0; UST Temp Close: 0; AST Currently In Use: 8; AST Temp Closed: 0 | 0 | 0 | 6 | 23979-101-007301 | IMTT EPIC LLC
38729 | Permanently Closed | 1901-01-01 | 1964-01-01 | 1988-12-15 | Petroleum | On road diesel | On road diesel |  | Steel | Steel | Coated & cathodic protection (sti-P3) |  | Steel |  | 1901-01-01 | Field installed cathodic protection | [14 empty] | UST Currently In Use: 0; UST Temp Close: 0; AST Currently In Use: 8; AST Temp Closed: 0 | 0 | 0 | 6 | 23979-101-007301 | IMTT EPIC LLC
38730 | Permanently Closed | 1998-11-30 | 1980-01-01 | 1998-11-30 | Petroleum | On road diesel | On road diesel |  | Fiberglass reinforced plastic | Fiberglass reinforced plastic |  |  | Steel |  | 1901-01-01 | Field installed cathodic protection | [14 empty] | UST Currently In Use: 0; UST Temp Close: 0; AST Currently In Use: 8; AST Temp Closed: 0 | 0 | 0 | 6 | 23979-101-007301 | IMTT EPIC LLC
38731 | Permanently Closed | 1997-12-02 | 1980-01-01 | 1997-12-02 | Petroleum | On road diesel | On road diesel |  | Fiberglass reinforced plastic | Fiberglass reinforced plastic |  |  | Steel |  | 1901-01-01 | Field installed cathodic protection | [14 empty] | UST Currently In Use: 0; UST Temp Close: 0; AST Currently In Use: 8; AST Temp Closed: 0 | 0 | 0 | 6 | 23979-101-007301 | IMTT EPIC LLC
38733 | Permanently Closed | 1998-11-30 | 1989-01-01 | 1998-11-30 | Petroleum | Aviation fuel (JP-4; etc.) | Aviation fuel (JP-4; etc.) |  | Fiberglass reinforced plastic | Fiberglass reinforced plastic |  |  | Fiberglass reinforced plastic, Steel |  | 1901-01-01 | Field installed cathodic protection | [14 empty] | UST Currently In Use: 0; UST Temp Close: 0; AST Currently In Use: 8; AST Temp Closed: 0 | 0 | 0 | 6 | 23979-101-007301 | IMTT EPIC LLC
38734 | Permanently Closed | 1998-09-24 | 1989-01-01 | 1998-09-24 | Petroleum | Unleaded gasoline | Unleaded gasoline |  | Fiberglass reinforced plastic | Fiberglass reinforced plastic |  |  | Fiberglass reinforced plastic, Steel |  | 1901-01-01 | Field installed cathodic protection | [14 empty] | UST Currently In Use: 0; UST Temp Close: 0; AST Currently In Use: 8; AST Temp Closed: 0 | 0 | 0 | 6 | 23979-101-007301 | IMTT EPIC LLC
38735 | Permanently Closed | 1994-11-01 | 1979-01-01 | 1994-11-09 | Petroleum | Unleaded gasoline | Unleaded gasoline |  | Steel | Steel |  | Painted or None | Steel |  | 1901-01-01 | [15 empty] | UST Currently In Use: 3; UST Temp Close: 0; AST Currently In Use: 0; AST Temp Closed: 0 | 3 | 0 | 3 | 16350-117-014245 | JAMES L. PERRIN, JR.
38736 | Permanently Closed | 1994-11-01 | 1979-01-01 | 1994-11-09 | Petroleum | On road diesel | On road diesel |  | Steel | Steel |  | Painted or None | Steel |  | 1901-01-01 | [15 empty] | UST Currently In Use: 3; UST Temp Close: 0; AST Currently In Use: 0; AST Temp Closed: 0 | 3 | 0 | 3 | 16350-117-014245 | JAMES L. PERRIN, JR.
38737 | Permanently Closed | 1994-11-01 | 1979-01-01 | 1994-11-09 | Petroleum | Unleaded gasoline | Unleaded gasoline |  | Steel | Steel |  | Painted or None | Steel |  | 1901-01-01 | [15 empty] | UST Currently In Use: 3; UST Temp Close: 0; AST Currently In Use: 0; AST Temp Closed: 0 | 3 | 0 | 3 | 16350-117-014245 | JAMES L. PERRIN, JR.
38738 | Permanently Closed | 1998-09-25 | 1969-01-01 | 2000-05-02 | Petroleum | Unleaded gasoline | Unleaded gasoline | Retail | Steel | Steel |  | Painted or None | Steel |  | 1901-01-01 | [15 empty] | UST Currently In Use: 0; UST Temp Close: 0; AST Currently In Use: 0; AST Temp Closed: 0 | 0 | 0 | 2 | 16351-011-014246 | PERRY COLE
38739 | Permanently Closed | 1988-01-01 | 1969-01-01 | 2000-05-02 | Petroleum | Unleaded gasoline | Unleaded gasoline |  | Steel | Steel |  | Painted or None | Steel |  | 1901-01-01 | [15 empty] | UST Currently In Use: 0; UST Temp Close: 0; AST Currently In Use: 0; AST Temp Closed: 0 | 0 | 0 | 2 | 16351-011-014246 | PERRY COLE
38740 | Permanently Closed | 1989-01-18 | 1979-01-01 | 1999-01-18 | Petroleum | Used oil | Used oil | Retail | Steel | Steel |  | Painted or None | Steel |  | 1901-01-01 |  | Other, EXEMPT | Other, EXEMPT | Other |  |  | Manual Tank Gauging (only tanks 1000 gal. or less and 48” or 64” in diameter) | [8 empty] | UST Currently In Use: 0; UST Temp Close: 0; AST Currently In Use: 0; AST Temp Closed: 0 | 0 | 0 | 1 | 16352-011-014247 | WESLEY & WESLEY
38741 | Permanently Closed | 1998-10-17 | 1974-01-01 | 1998-10-17 | Petroleum | Unleaded gasoline | Unleaded gasoline | Retail | Steel | Steel |  | Painted or None | Steel |  | 1901-01-01 | [6 empty] | Manual Tank Gauging (only tanks 1000 gal. or less and 48” or 64” in diameter) | [8 empty] | UST Currently In Use: 0; UST Temp Close: 0; AST Currently In Use: 0; AST Temp Closed: 0 | 0 | 0 | 2 | 16353-011-014248 | WILBON THOMAS
38742 | Permanently Closed | 1991-09-30 | 1974-01-01 | 1991-09-30 | Petroleum | Unleaded gasoline | Unleaded gasoline |  | Steel | Steel |  | Painted or None | Steel |  | 1901-01-01 | [15 empty] | UST Currently In Use: 0; UST Temp Close: 0; AST Currently In Use: 0; AST Temp Closed: 0 | 0 | 0 | 2 | 16353-011-014248 | WILBON THOMAS
38743 | Permanently Closed | 1995-11-27 | 1988-01-01 | 1996-08-26 | Petroleum | Unleaded gasoline | Unleaded gasoline |  | Steel | Steel | Coated & cathodic protection (sti-P3) |  | Steel |  | 1901-01-01 | [6 empty] | Manual Tank Gauging (only tanks 1000 gal. or less and 48” or 64” in diameter) | [8 empty] | UST Currently In Use: 0; UST Temp Close: 0; AST Currently In Use: 0; AST Temp Closed: 0 | 0 | 0 | 2 | 16354-089-014249 | VIRGINIA H BLANK
38744 | Permanently Closed | 1995-11-27 | 1988-01-01 | 1996-08-26 | Petroleum | Unleaded gasoline | Unleaded gasoline |  | Steel | Steel | Coated & cathodic protection (sti-P3) |  | Steel |  | 1901-01-01 | [6 empty] | Manual Tank Gauging (only tanks 1000 gal. or less and 48” or 64” in diameter) | [8 empty] | UST Currently In Use: 0; UST Temp Close: 0; AST Currently In Use: 0; AST Temp Closed: 0 | 0 | 0 | 2 | 16354-089-014249 | VIRGINIA H BLANK
38745 | Permanently Closed | 1991-11-22 | 1974-01-01 | 1991-11-22 | Petroleum | Unleaded gasoline | Unleaded gasoline |  | Steel | Steel |  | Painted or None | Steel |  | 1901-01-01 | [15 empty] | UST Currently In Use: 0; UST Temp Close: 0; AST Currently In Use: 0; AST Temp Closed: 0 | 0 | 0 | 3 | 16355-125-014250 | DANIEL P GARRETT JR
38746 | Permanently Closed | 1991-11-22 | 1969-01-01 | 1991-11-22 | Petroleum | Unleaded gasoline | Unleaded gasoline |  | Steel | Steel |  | Painted or None | Steel |  | 1901-01-01 | [15 empty] | UST Currently In Use: 0; UST Temp Close: 0; AST Currently In Use: 0; AST Temp Closed: 0 | 0 | 0 | 3 | 16355-125-014250 | DANIEL P GARRETT JR
38747 | Permanently Closed | 1991-11-22 | 1969-01-01 | 1991-11-22 | Petroleum | Unleaded gasoline | Unleaded gasoline |  | Steel | Steel |  | Painted or None | Steel |  | 1901-01-01 | [15 empty] | UST Currently In Use: 0; UST Temp Close: 0; AST Currently In Use: 0; AST Temp Closed: 0 | 0 | 0 | 3 | 16355-125-014250 | DANIEL P GARRETT JR
38748 | Permanently Closed | 1991-11-19 | 1974-01-01 | 1991-11-19 | Petroleum | Unleaded gasoline | Unleaded gasoline |  | Steel | Steel |  | Painted or None | Steel |  | 1901-01-01 | [15 empty] | UST Currently In Use: 0; UST Temp Close: 0; AST Currently In Use: 0; AST Temp Closed: 0 | 0 | 0 | 1 | 16355-125-014251 | DANIEL P GARRETT JR
38749 | Permanently Closed | 1993-10-06 | 1969-01-01 | 1993-10-03 | Petroleum | Unleaded gasoline | Unleaded gasoline |  | Steel | Steel |  | Painted or None | Steel |  | 1901-01-01 | [15 empty] | UST Currently In Use: 0; UST Temp Close: 0; AST Currently In Use: 0; AST Temp Closed: 0 | 0 | 0 | 2 | 16356-083-014253 | FRED W HAYS
38750 | Permanently Closed | 1993-10-06 | 1969-01-01 | 1993-10-06 | Petroleum | Unleaded gasoline | Unleaded gasoline |  | Steel | Steel |  | Painted or None | Steel |  | 1901-01-01 | [15 empty] | UST Currently In Use: 0; UST Temp Close: 0; AST Currently In Use: 0; AST Temp Closed: 0 | 0 | 0 | 2 | 16356-083-014253 | FRED W HAYS
38751 | Permanently Closed | 1995-01-01 | 1962-01-01 | 1998-12-02 | Petroleum | Unleaded gasoline | Unleaded gasoline |  | Steel | Steel |  | Painted or None | Steel |  | 1901-01-01 | [12 empty] | Annual line testing | Annual line testing |  | UST Currently In Use: 0; UST Temp Close: 0; AST Currently In Use: 0; AST Temp Closed: 0 | 0 | 0 | 3 | 16357-039-014254 | TAYLOR LINEN SERVICES INC
38752 | Permanently Closed | 1982-06-01 | 1962-01-01 | 1982-06-01 | Petroleum | On road diesel | On road diesel |  | Steel | Steel |  | Painted or None | Steel |  | 1901-01-01 | [15 empty] | UST Currently In Use: 0; UST Temp Close: 0; AST Currently In Use: 0; AST Temp Closed: 0 | 0 | 0 | 3 | 16357-039-014254 | TAYLOR LINEN SERVICES INC
38753 | Permanently Closed | 1989-12-20 | 1962-01-01 | 1998-12-02 | Petroleum | Other, MNRLSPIRIT | Other |  | Steel | Steel |  | Painted or None | Steel |  | 1901-01-01 | [15 empty] | UST Currently In Use: 0; UST Temp Close: 0; AST Currently In Use: 0; AST Temp Closed: 0 | 0 | 0 | 3 | 16357-039-014254 | TAYLOR LINEN SERVICES INC
38754 | Permanently Closed | 1901-01-01 | 1973-01-01 | 1988-10-01 | Petroleum | Unleaded gasoline | Unleaded gasoline | Local government | Steel | Steel |  | Painted or None | Steel |  | 1901-01-01 | [15 empty] | UST Currently In Use: 0; UST Temp Close: 0; AST Currently In Use: 0; AST Temp Closed: 0 | 0 | 0 | 1 | 16358-111-001374 | RANDOLPH COUNTY DEVELOPMENT CO
38755 | Permanently Closed | 1993-11-01 | 1977-01-01 | 1993-11-01 | Petroleum | Unleaded gasoline | Unleaded gasoline |  | Steel | Steel |  | Painted or None | Steel |  | 1901-01-01 | [15 empty] | UST Currently In Use: 0; UST Temp Close: 0; AST Currently In Use: 0; AST Temp Closed: 0 | 0 | 0 | 4 | 16359-115-014255 | RONNIE CALLAHAN
38756 | Permanently Closed | 1993-11-01 | 1977-01-01 | 1993-11-01 | Petroleum | Unleaded gasoline | Unleaded gasoline |  | Steel | Steel |  | Painted or None | Steel |  | 1901-01-01 | [15 empty] | UST Currently In Use: 0; UST Temp Close: 0; AST Currently In Use: 0; AST Temp Closed: 0 | 0 | 0 | 4 | 16359-115-014255 | RONNIE CALLAHAN
38757 | Permanently Closed | 1993-11-01 | 1977-01-01 | 1993-11-01 | Petroleum | Unleaded gasoline | Unleaded gasoline |  | Steel | Steel |  | Painted or None | Steel |  | 1901-01-01 | [15 empty] | UST Currently In Use: 0; UST Temp Close: 0; AST Currently In Use: 0; AST Temp Closed: 0 | 0 | 0 | 4 | 16359-115-014255 | RONNIE CALLAHAN
38758 | Permanently Closed | 1993-11-01 | 1977-01-01 | 1993-11-01 | Petroleum | On road diesel | On road diesel |  | Steel | Steel |  | Painted or None | Steel |  | 1901-01-01 | [15 empty] | UST Currently In Use: 0; UST Temp Close: 0; AST Currently In Use: 0; AST Temp Closed: 0 | 0 | 0 | 4 | 16359-115-014255 | RONNIE CALLAHAN
38759 | Retired | 1988-12-21 | 1975-01-01 |  | Petroleum | Unleaded gasoline | Unleaded gasoline |  | Steel | Steel |  | Painted or None | Steel |  | 1901-01-01 | [15 empty] | UST Currently In Use: 0; UST Temp Close: 0; AST Currently In Use: 0; AST Temp Closed: 0 | 0 | 0 | 0 | 16360-061-014256 | JIMMY SHIVER
38760 | Retired | 1988-12-21 | 1975-01-01 |  | Petroleum | Unleaded gasoline | Unleaded gasoline |  | Steel | Steel |  | Painted or None | Steel |  | 1901-01-01 | [15 empty] | UST Currently In Use: 0; UST Temp Close: 0; AST Currently In Use: 0; AST Temp Closed: 0 | 0 | 0 | 0 | 16360-061-014256 | JIMMY SHIVER
38761 | Cannot Locate or abandoned |  | 1969-01-01 |  | Petroleum | Unleaded gasoline | Unleaded gasoline |  | Steel | Steel |  | Painted or None | Steel |  | 1901-01-01 | [15 empty] | UST Currently In Use: 0; UST Temp Close: 0; AST Currently In Use: 0; AST Temp Closed: 0 | 0 | 0 | 0 | 16361-063-004919 | JAMES NEWTON
38762 | Cannot Locate or abandoned |  | 1969-01-01 |  | Petroleum | Unleaded gasoline | Unleaded gasoline |  | Steel | Steel |  | Painted or None | Steel |  | 1901-01-01 | [15 empty] | UST Currently In Use: 0; UST Temp Close: 0; AST Currently In Use: 0; AST Temp Closed: 0 | 0 | 0 | 0 | 16361-063-004919 | JAMES NEWTON
38763 | Permanently Closed | 1994-06-13 | 1982-01-01 | 1994-06-13 | Petroleum | On road diesel | On road diesel |  | Steel | Steel |  | Painted or None | Steel |  | 1901-01-01 | [12 empty] | Annual line testing | Annual line testing |  | UST Currently In Use: 0; UST Temp Close: 0; AST Currently In Use: 0; AST Temp Closed: 0 | 0 | 0 | 2 | 16362-073-013079 | BIRMINGHAM TRUCK CENTER
38764 | Permanently Closed | 1994-06-13 | 1982-01-01 | 1994-06-13 | Petroleum | On road diesel | On road diesel |  | Steel | Steel |  | Painted or None | Steel |  | 1901-01-01 | [12 empty] | Annual line testing | Annual line testing |  | UST Currently In Use: 0; UST Temp Close: 0; AST Currently In Use: 0; AST Temp Closed: 0 | 0 | 0 | 2 | 16362-073-013079 | BIRMINGHAM TRUCK CENTER
38765 | Currently in Use |  | 1968-01-01 |  | Petroleum | Unleaded gasoline | Unleaded gasoline | Retail | Steel | Steel | Field installed cathodic protection |  | Flexible |  |  |  | Catchment Basin, Single walled catchment basin | Automatic shutoff device At 95% full, Flow Rest 90% Full | Flow Rest 90% Full |  |  | Automatic Tank Gauge |  | Automatic flow restrictor (MLLD), Containment Sump | Containment Sump |  |  | Annual line testing | Annual line testing |  | UST Currently In Use: 3; UST Temp Close: 0; AST Currently In Use: 0; AST Temp Closed: 0 | 3 | 0 | 0 | 25221-061-009629 | GOMTIBEN INC
38766 | Currently in Use |  | 1968-01-01 |  | Petroleum | Premium gasoline | Premium gasoline | Retail | Steel | Steel | Field installed cathodic protection |  | Flexible |  |  |  | Catchment Basin, Single walled catchment basin | Automatic shutoff device At 95% full, Flow Rest 90% Full | Flow Rest 90% Full |  |  | Automatic Tank Gauge |  | Automatic flow restrictor (MLLD), Containment Sump | Containment Sump |  |  | Annual line testing | Annual line testing |  | UST Currently In Use: 3; UST Temp Close: 0; AST Currently In Use: 0; AST Temp Closed: 0 | 3 | 0 | 0 | 25221-061-009629 | GOMTIBEN INC
38767 | Currently in Use |  | 1968-01-01 |  | Petroleum | On road diesel | On road diesel | Retail | Steel | Steel | Field installed cathodic protection |  | Flexible |  |  |  | Catchment Basin, Single walled catchment basin | Flow Rest 90% Full | Flow Rest 90% Full |  |  | Automatic Tank Gauge |  | Automatic flow restrictor (MLLD), Containment Sump | Containment Sump |  |  | Annual line testing | Annual line testing |  | UST Currently In Use: 3; UST Temp Close: 0; AST Currently In Use: 0; AST Temp Closed: 0 | 3 | 0 | 0 | 25221-061-009629 | GOMTIBEN INC
38768 | Permanently Closed | 1989-10-19 | 1972-01-01 | 1989-10-19 | Petroleum | Unleaded gasoline | Unleaded gasoline |  | Steel | Steel |  |  |  |  | 1901-01-01 | [15 empty] | UST Currently In Use: 0; UST Temp Close: 0; AST Currently In Use: 0; AST Temp Closed: 0 | 0 | 0 | 5 | 16364-073-009622 | RICK BENTLEY
38769 | Permanently Closed | 1989-10-19 | 1972-01-01 | 1989-10-19 | Petroleum | Unleaded gasoline | Unleaded gasoline |  | Steel | Steel |  |  |  |  | 1901-01-01 | [15 empty] | UST Currently In Use: 0; UST Temp Close: 0; AST Currently In Use: 0; AST Temp Closed: 0 | 0 | 0 | 5 | 16364-073-009622 | RICK BENTLEY
38770 | Permanently Closed | 1989-10-19 | 1972-01-01 | 1989-10-19 | Petroleum | Unleaded gasoline | Unleaded gasoline |  | Steel | Steel |  |  |  |  | 1901-01-01 | [15 empty] | UST Currently In Use: 0; UST Temp Close: 0; AST Currently In Use: 0; AST Temp Closed: 0 | 0 | 0 | 5 | 16364-073-009622 | RICK BENTLEY
38771 | Permanently Closed | 1989-10-19 | 1968-01-01 | 1989-10-19 | Petroleum | On road diesel | On road diesel | [7 empty] | 1901-01-01 | [15 empty] | UST Currently In Use: 0; UST Temp Close: 0; AST Currently In Use: 0; AST Temp Closed: 0 | 0 | 0 | 5 | 16364-073-009622 | RICK BENTLEY
38772 | Permanently Closed | 1989-10-19 | 1968-01-01 | 1989-10-19 | Petroleum | On road diesel | On road diesel | [7 empty] | 1901-01-01 | [15 empty] | UST Currently In Use: 0; UST Temp Close: 0; AST Currently In Use: 0; AST Temp Closed: 0 | 0 | 0 | 5 | 16364-073-009622 | RICK BENTLEY
38773 | Permanently Closed | 1988-12-07 | 1972-01-01 | 1988-12-07 | Petroleum | Unleaded gasoline | Unleaded gasoline |  | Steel | Steel |  |  |  |  | 1901-01-01 | [15 empty] | UST Currently In Use: 0; UST Temp Close: 0; AST Currently In Use: 0; AST Temp Closed: 0 | 0 | 0 | 3 | 16365-125-009577 | THOMAS DOCKERY & RICHARD ELLIS
38774 | Permanently Closed | 1988-12-07 | 1968-01-01 | 1988-12-07 | Petroleum | Unleaded gasoline | Unleaded gasoline |  | Steel | Steel |  |  |  |  | 1901-01-01 | [15 empty] | UST Currently In Use: 0; UST Temp Close: 0; AST Currently In Use: 0; AST Temp Closed: 0 | 0 | 0 | 3 | 16365-125-009577 | THOMAS DOCKERY & RICHARD ELLIS
38775 | Permanently Closed | 1988-12-07 | 1968-01-01 | 1988-12-07 | Petroleum | Unleaded gasoline | Unleaded gasoline |  | Steel | Steel |  |  |  |  | 1901-01-01 | [15 empty] | UST Currently In Use: 0; UST Temp Close: 0; AST Currently In Use: 0; AST Temp Closed: 0 | 0 | 0 | 3 | 16365-125-009577 | THOMAS DOCKERY & RICHARD ELLIS
38776 | Retired | 1988-08-08 | 1972-01-01 |  | Petroleum | Unleaded gasoline | Unleaded gasoline |  | Steel | Steel |  |  |  |  | 1901-01-01 | [15 empty] | UST Currently In Use: 0; UST Temp Close: 0; AST Currently In Use: 0; AST Temp Closed: 0 | 0 | 0 | 0 | 16366-073-009579 | CURTIS JACKSON & HIAWATHA DRAPER
38777 | Retired | 1988-08-08 | 1972-01-01 |  | Petroleum | Unleaded gasoline | Unleaded gasoline |  | Steel | Steel |  |  |  |  | 1901-01-01 | [15 empty] | UST Currently In Use: 0; UST Temp Close: 0; AST Currently In Use: 0; AST Temp Closed: 0 | 0 | 0 | 0 | 16366-073-009579 | CURTIS JACKSON & HIAWATHA DRAPER
38778 | Retired | 1988-08-08 | 1972-01-01 |  | Petroleum | Unleaded gasoline | Unleaded gasoline |  | Steel | Steel |  |  |  |  | 1901-01-01 | [15 empty] | UST Currently In Use: 0; UST Temp Close: 0; AST Currently In Use: 0; AST Temp Closed: 0 | 0 | 0 | 0 | 16366-073-009579 | CURTIS JACKSON & HIAWATHA DRAPER
38783 | Permanently Closed | 1990-10-17 | 1973-01-01 | 1990-10-17 | Petroleum | Unleaded gasoline | Unleaded gasoline |  | Steel | Steel |  |  |  |  | 1901-01-01 | [15 empty] | UST Currently In Use: 0; UST Temp Close: 0; AST Currently In Use: 0; AST Temp Closed: 0 | 0 | 0 | 2 | 16370-101-009626 | PIKE ROAD PLANTATION
38784 | Permanently Closed | 1990-10-17 | 1973-01-01 | 1990-10-17 | Petroleum | Unleaded gasoline | Unleaded gasoline |  | Steel | Steel |  |  |  |  | 1901-01-01 | [15 empty] | UST Currently In Use: 0; UST Temp Close: 0; AST Currently In Use: 0; AST Temp Closed: 0 | 0 | 0 | 2 | 16370-101-009626 | PIKE ROAD PLANTATION
38785 | Retired | 1988-08-08 | 1901-01-01 |  | Petroleum | Unleaded gasoline | Unleaded gasoline |  | Steel | Steel |  |  |  |  | 1901-01-01 | [15 empty] | UST Currently In Use: 0; UST Temp Close: 0; AST Currently In Use: 0; AST Temp Closed: 0 | 0 | 0 | 0 | 16371-073-009063 | LEE MCHENRY
38786 | Retired | 1988-08-08 | 1901-01-01 |  | Petroleum | Unleaded gasoline | Unleaded gasoline |  | Steel | Steel |  |  |  |  | 1901-01-01 | [15 empty] | UST Currently In Use: 0; UST Temp Close: 0; AST Currently In Use: 0; AST Temp Closed: 0 | 0 | 0 | 0 | 16371-073-009063 | LEE MCHENRY
38787 | Retired | 1988-08-08 | 1901-01-01 |  | Petroleum | Unleaded gasoline | Unleaded gasoline |  | Steel | Steel |  |  |  |  | 1901-01-01 | [15 empty] | UST Currently In Use: 0; UST Temp Close: 0; AST Currently In Use: 0; AST Temp Closed: 0 | 0 | 0 | 0 | 16371-073-009063 | LEE MCHENRY
38788 | Retired | 1988-08-08 | 1901-01-01 |  | Petroleum | Unleaded gasoline | Unleaded gasoline |  | Steel | Steel |  |  |  |  | 1901-01-01 | [15 empty] | UST Currently In Use: 0; UST Temp Close: 0; AST Currently In Use: 0; AST Temp Closed: 0 | 0 | 0 | 0 | 16371-073-009063 | LEE MCHENRY
38789 | Permanently Closed | 1987-05-13 | 1971-01-01 |  | Petroleum | Unleaded gasoline | Unleaded gasoline |  | Steel | Steel |  |  |  |  | 1901-01-01 | [15 empty] | UST Currently In Use: 0; UST Temp Close: 0; AST Currently In Use: 0; AST Temp Closed: 0 | 0 | 0 | 2 | 16372-069-009560 | CHARLES & MARION BELL
38790 | Permanently Closed | 1987-05-13 | 1971-01-01 |  | Petroleum | Unleaded gasoline | Unleaded gasoline |  | Steel | Steel |  |  |  |  | 1901-01-01 | [15 empty] | UST Currently In Use: 0; UST Temp Close: 0; AST Currently In Use: 0; AST Temp Closed: 0 | 0 | 0 | 2 | 16372-069-009560 | CHARLES & MARION BELL
38791 | Retired | 1988-12-22 | 1976-01-01 |  | Petroleum | Unleaded gasoline | Unleaded gasoline |  | Steel | Steel |  |  |  |  | 1901-01-01 | [15 empty] | UST Currently In Use: 0; UST Temp Close: 0; AST Currently In Use: 0; AST Temp Closed: 0 | 0 | 0 | 0 | 16373-045-009565 | HARRIS MINI MARTS INC
38792 | Retired | 1988-12-22 | 1976-01-01 |  | Petroleum | Unleaded gasoline | Unleaded gasoline |  | Steel | Steel |  |  |  |  | 1901-01-01 | [15 empty] | UST Currently In Use: 0; UST Temp Close: 0; AST Currently In Use: 0; AST Temp Closed: 0 | 0 | 0 | 0 | 16373-045-009565 | HARRIS MINI MARTS INC
38793 | Temporary Closed | 2006-08-01 | 1980-01-01 |  | Petroleum | Unleaded gasoline | Unleaded gasoline | Retail | Single Wall, Steel | Steel | Field installed cathodic protection |  | Double Wall, Steel |  | 1901-01-01 | Field installed cathodic protection | Catchment Basin, Single walled catchment basin | Automatic shutoff device At 95% full | Automatic shutoff device At 95% full | [11 empty] | UST Currently In Use: 0; UST Temp Close: 2; AST Currently In Use: 0; AST Temp Closed: 0 | 0 | 2 | 0 | 20222-073-009572 | DANIEL & AUDREY HINSON
38794 | Temporary Closed | 2006-08-01 | 1980-01-01 |  | Petroleum | Premium gasoline | Premium gasoline | Retail | Single Wall, Steel | Steel | Field installed cathodic protection |  | Single Wall, Steel |  | 1901-01-01 | Field installed cathodic protection | Catchment Basin, Single walled catchment basin | Automatic shutoff device At 95% full | Automatic shutoff device At 95% full | [11 empty] | UST Currently In Use: 0; UST Temp Close: 2; AST Currently In Use: 0; AST Temp Closed: 0 | 0 | 2 | 0 | 20222-073-009572 | DANIEL & AUDREY HINSON
38795 | Currently in Use |  | 1978-01-01 |  | Petroleum | Unleaded gasoline | Unleaded gasoline | Retail | Single Wall, Steel | Steel | Field installed cathodic protection |  | Double Wall, Flexible |  |  |  | Catchment Basin, Single walled catchment basin | Automatic shutoff device At 95% full | Automatic shutoff device At 95% full |  |  | Continuous Automatic Tank Gauge | Single walled submersible pump containment sump | Automatic flow restrictor (MLLD), Containment Sump | Containment Sump |  |  | Annual line testing | Annual line testing |  | UST Currently In Use: 2; UST Temp Close: 0; AST Currently In Use: 0; AST Temp Closed: 0 | 2 | 0 | 0 | 21675-033-009573 | ANIL PATEL
38797 | Currently in Use |  | 1978-01-01 |  | Petroleum | Premium gasoline | Premium gasoline | Retail | Single Wall, Steel | Steel | Field installed cathodic protection |  | Double Wall, Flexible |  |  |  | Catchment Basin, Single walled catchment basin | Automatic shutoff device At 95% full | Automatic shutoff device At 95% full |  |  | Continuous Automatic Tank Gauge | Single walled submersible pump containment sump | Automatic flow restrictor (MLLD), Containment Sump | Containment Sump |  |  | Annual line testing | Annual line testing |  | UST Currently In Use: 2; UST Temp Close: 0; AST Currently In Use: 0; AST Temp Closed: 0 | 2 | 0 | 0 | 21675-033-009573 | ANIL PATEL
38798 | Retired | 1988-08-08 | 1976-01-01 |  | Petroleum | Unleaded gasoline | Unleaded gasoline |  | Steel | Steel |  |  |  |  | 1901-01-01 | [15 empty] | UST Currently In Use: 0; UST Temp Close: 0; AST Currently In Use: 0; AST Temp Closed: 0 | 0 | 0 | 0 | 16376-069-009620 | VANN CARTER
38799 | Retired | 1988-08-08 | 1976-01-01 |  | Petroleum | Unleaded gasoline | Unleaded gasoline |  | Steel | Steel |  |  |  |  | 1901-01-01 | [15 empty] | UST Currently In Use: 0; UST Temp Close: 0; AST Currently In Use: 0; AST Temp Closed: 0 | 0 | 0 | 0 | 16376-069-009620 | VANN CARTER
38800 | Retired | 1988-08-08 | 1976-01-01 |  | Petroleum | Unleaded gasoline | Unleaded gasoline |  | Steel | Steel |  |  |  |  | 1901-01-01 | [15 empty] | UST Currently In Use: 0; UST Temp Close: 0; AST Currently In Use: 0; AST Temp Closed: 0 | 0 | 0 | 0 | 16376-069-009620 | VANN CARTER
38801 | Permanently Closed | 2011-12-31 | 1980-01-01 | 2018-04-05 | Petroleum | Unleaded gasoline | Unleaded gasoline | Retail | Steel | Steel | Field installed cathodic protection |  | Steel |  |  | Field installed cathodic protection | Catchment Basin, Single walled catchment basin | Automatic shutoff device At 95% full | Automatic shutoff device At 95% full |  |  | Statistical Inventory Reconciliation (SIR) | [8 empty] | UST Currently In Use: 0; UST Temp Close: 0; AST Currently In Use: 0; AST Temp Closed: 0 | 0 | 0 | 2 | 21126-051-009608 | FREEDOM FUELS LLC
38802 | Permanently Closed | 2011-12-31 | 1980-01-01 | 2018-04-05 | Petroleum | Unleaded gasoline | Unleaded gasoline | Retail | Steel | Steel | Field installed cathodic protection |  | Steel |  |  | Field installed cathodic protection | Catchment Basin, Single walled catchment basin | Automatic shutoff device At 95% full | Automatic shutoff device At 95% full |  |  | Statistical Inventory Reconciliation (SIR) | [8 empty] | UST Currently In Use: 0; UST Temp Close: 0; AST Currently In Use: 0; AST Temp Closed: 0 | 0 | 0 | 2 | 21126-051-009608 | FREEDOM FUELS LLC
38803 |  | 1994-01-01 | 1958-01-01 |  | Petroleum | Unleaded gasoline | Unleaded gasoline |  | Steel | Steel |  | Painted or None | Steel |  | 1901-01-01 | [15 empty] | UST Currently In Use: 0; UST Temp Close: 0; AST Currently In Use: 0; AST Temp Closed: 0 | 0 | 0 | 0 | 16381-015-011633 | PAYNES VALLEY GULF INC
38804 |  | 1994-01-01 | 1958-01-01 |  | Petroleum | Unleaded gasoline | Unleaded gasoline |  | Steel | Steel |  | Painted or None | Steel |  | 1901-01-01 | [15 empty] | UST Currently In Use: 0; UST Temp Close: 0; AST Currently In Use: 0; AST Temp Closed: 0 | 0 | 0 | 0 | 16381-015-011633 | PAYNES VALLEY GULF INC
38805 |  | 1994-01-01 | 1958-01-01 |  | Petroleum | On road diesel | On road diesel |  | Steel | Steel |  | Painted or None | Steel |  | 1901-01-01 | [15 empty] | UST Currently In Use: 0; UST Temp Close: 0; AST Currently In Use: 0; AST Temp Closed: 0 | 0 | 0 | 0 | 16381-015-011633 | PAYNES VALLEY GULF INC
38806 |  | 1994-01-01 | 1958-01-01 |  | Petroleum | Used oil | Used oil |  | Steel | Steel |  | Painted or None | Steel |  | 1901-01-01 |  | Other, EXEMPT | Other, EXEMPT | Other | [11 empty] | UST Currently In Use: 0; UST Temp Close: 0; AST Currently In Use: 0; AST Temp Closed: 0 | 0 | 0 | 0 | 16381-015-011633 | PAYNES VALLEY GULF INC
38807 |  | 1994-01-01 | 1958-01-01 |  | Petroleum | Used oil | Used oil |  | Steel | Steel |  | Painted or None | Steel |  | 1901-01-01 |  | Other, EXEMPT | Other, EXEMPT | Other | [11 empty] | UST Currently In Use: 0; UST Temp Close: 0; AST Currently In Use: 0; AST Temp Closed: 0 | 0 | 0 | 0 | 16381-015-011633 | PAYNES VALLEY GULF INC
38808 | Permanently Closed | 1994-11-01 | 1988-12-01 |  | Petroleum | Other, NaOH | Other |  | Fiberglass reinforced plastic | Fiberglass reinforced plastic |  |  | Fiberglass reinforced plastic |  | 1901-01-01 | [15 empty] | UST Currently In Use: 0; UST Temp Close: 0; AST Currently In Use: 0; AST Temp Closed: 0 | 0 | 0 | 1 | 16382-125-014260 | JVC DISC AMERICA CO
38809 | Currently in Use |  | 1979-01-01 |  | Petroleum | Unleaded gasoline | Unleaded gasoline | Retail | Steel | Steel | Field installed cathodic protection |  | Fiberglass reinforced plastic |  | 1901-01-01 |  | Catchment Basin, Single walled catchment basin | Flow Rest 90% Full | Flow Rest 90% Full |  |  | Statistical Inventory Reconciliation (SIR) |  | Automatic flow restrictor (MLLD) | Automatic flow restrictor (MLLD) |  |  | Statistical inventory reconciliation (SIR) | Statistical inventory reconciliation (SIR) |  | UST Currently In Use: 4; UST Temp Close: 0; AST Currently In Use: 0; AST Temp Closed: 0 | 4 | 0 | 0 | 22958-007-011328 | DONNIE FANCHER
38810 | Currently in Use |  | 1979-01-01 |  | Petroleum | Premium gasoline | Premium gasoline | Retail | Steel | Steel | Field installed cathodic protection |  | Fiberglass reinforced plastic |  | 1901-01-01 |  | Catchment Basin, Single walled catchment basin | Flow Rest 90% Full | Flow Rest 90% Full |  |  | Statistical Inventory Reconciliation (SIR) |  | Automatic flow restrictor (MLLD) | Automatic flow restrictor (MLLD) |  |  | Statistical inventory reconciliation (SIR) | Statistical inventory reconciliation (SIR) |  | UST Currently In Use: 4; UST Temp Close: 0; AST Currently In Use: 0; AST Temp Closed: 0 | 4 | 0 | 0 | 22958-007-011328 | DONNIE FANCHER
38811 | Currently in Use |  | 1987-01-01 |  | Petroleum | Premium gasoline | Premium gasoline | Retail | Steel | Steel | Field installed cathodic protection |  | Fiberglass reinforced plastic |  | 1901-01-01 |  | Catchment Basin, Single walled catchment basin | Flow Rest 90% Full | Flow Rest 90% Full |  |  | Statistical Inventory Reconciliation (SIR) |  | Automatic flow restrictor (MLLD) | Automatic flow restrictor (MLLD) |  |  | Statistical inventory reconciliation (SIR) | Statistical inventory reconciliation (SIR) |  | UST Currently In Use: 4; UST Temp Close: 0; AST Currently In Use: 0; AST Temp Closed: 0 | 4 | 0 | 0 | 22958-007-011328 | DONNIE FANCHER
38812 | Permanently Closed | 1991-11-03 | 1979-01-01 | 1991-11-03 | Petroleum | Unleaded gasoline | Unleaded gasoline |  | Steel | Steel |  | Painted or None | Steel |  | 1901-01-01 | [15 empty] | UST Currently In Use: 0; UST Temp Close: 0; AST Currently In Use: 0; AST Temp Closed: 0 | 0 | 0 | 5 | 16384-007-014261 | BILLY C STOUGH
38813 | Permanently Closed | 1991-11-03 | 1979-01-01 | 1991-11-03 | Petroleum | Unleaded gasoline | Unleaded gasoline |  | Steel | Steel |  | Painted or None | Steel |  | 1901-01-01 | [15 empty] | UST Currently In Use: 0; UST Temp Close: 0; AST Currently In Use: 0; AST Temp Closed: 0 | 0 | 0 | 5 | 16384-007-014261 | BILLY C STOUGH
38814 | Permanently Closed | 1991-11-03 | 1979-01-01 | 1991-11-03 | Petroleum | Unleaded gasoline | Unleaded gasoline |  | Steel | Steel |  | Painted or None | Steel |  | 1901-01-01 | [15 empty] | UST Currently In Use: 0; UST Temp Close: 0; AST Currently In Use: 0; AST Temp Closed: 0 | 0 | 0 | 5 | 16384-007-014261 | BILLY C STOUGH
38815 | Permanently Closed | 1991-11-03 | 1979-01-01 | 1991-11-03 | Petroleum | Unleaded gasoline | Unleaded gasoline |  | Steel | Steel |  | Painted or None | Steel |  | 1901-01-01 | [15 empty] | UST Currently In Use: 0; UST Temp Close: 0; AST Currently In Use: 0; AST Temp Closed: 0 | 0 | 0 | 5 | 16384-007-014261 | BILLY C STOUGH
38816 | Permanently Closed | 1991-11-03 | 1979-01-01 | 1991-11-03 | Petroleum | On road diesel | On road diesel |  | Steel | Steel |  | Painted or None | Steel |  | 1901-01-01 | [15 empty] | UST Currently In Use: 0; UST Temp Close: 0; AST Currently In Use: 0; AST Temp Closed: 0 | 0 | 0 | 5 | 16384-007-014261 | BILLY C STOUGH
38817 | Permanently Closed | 1990-10-01 | 1977-01-01 | 1990-10-08 | Petroleum | Unleaded gasoline | Unleaded gasoline |  | Steel | Steel |  | Painted or None | Steel |  | 1901-01-01 | [15 empty] | UST Currently In Use: 0; UST Temp Close: 0; AST Currently In Use: 0; AST Temp Closed: 0 | 0 | 0 | 2 | 16385-125-006568 | FRANK M MAXWELL JR
38818 | Permanently Closed | 1990-10-01 | 1977-01-01 | 1990-10-08 | Petroleum | Unleaded gasoline | Unleaded gasoline |  | Steel | Steel |  | Painted or None | Steel |  | 1901-01-01 | [15 empty] | UST Currently In Use: 0; UST Temp Close: 0; AST Currently In Use: 0; AST Temp Closed: 0 | 0 | 0 | 2 | 16385-125-006568 | FRANK M MAXWELL JR
38819 |  | 2010-06-15 | 1978-01-01 |  | Petroleum | Unleaded gasoline | Unleaded gasoline | Retail | Single Wall, Steel | Steel | Field installed cathodic protection |  | Single Wall, Steel |  |  | Field installed cathodic protection | Catchment Basin, Single walled catchment basin | Flow Rest 90% Full | Flow Rest 90% Full |  |  | Statistical Inventory Reconciliation (SIR) | [8 empty] | UST Currently In Use: 0; UST Temp Close: 0; AST Currently In Use: 1; AST Temp Closed: 0 | 0 | 0 | 0 | 23299-095-008988 | CHRIS AND VIRGINIA SEARS
38822 | Cannot Locate or abandoned | 1995-04-01 | 1972-01-01 |  | Petroleum | Unleaded gasoline | Unleaded gasoline |  | Steel | Steel |  | Painted or None | Steel |  | 1901-01-01 | [15 empty] | UST Currently In Use: 0; UST Temp Close: 0; AST Currently In Use: 0; AST Temp Closed: 0 | 0 | 0 | 0 | 16387-061-014266 | EARL OWENS
38823 | Permanently Closed | 1991-12-10 | 1901-01-01 | 1991-12-10 | Petroleum | Unleaded gasoline | Unleaded gasoline |  | Steel | Steel |  |  |  |  | 1901-01-01 | [15 empty] | UST Currently In Use: 0; UST Temp Close: 0; AST Currently In Use: 0; AST Temp Closed: 0 | 0 | 0 | 2 | 16388-061-014265 | LUCILLE SMITH
38824 | Permanently Closed | 1991-12-10 | 1901-01-01 | 1991-12-10 | Petroleum | Unleaded gasoline | Unleaded gasoline |  | Steel | Steel |  |  |  |  | 1901-01-01 | [15 empty] | UST Currently In Use: 0; UST Temp Close: 0; AST Currently In Use: 0; AST Temp Closed: 0 | 0 | 0 | 2 | 16388-061-014265 | LUCILLE SMITH
38825 | Permanently Closed | 1969-05-01 | 1969-01-01 | 1969-05-01 | Petroleum | Other, EMPTY | Other | [7 empty] | 1901-01-01 | [15 empty] | UST Currently In Use: 0; UST Temp Close: 0; AST Currently In Use: 0; AST Temp Closed: 0 | 0 | 0 | 3 | 16389-053-014264 | MARY LAMBERT
38826 | Permanently Closed | 1969-05-01 | 1969-01-01 | 1969-05-01 | Petroleum | Other, EMPTY | Other | [7 empty] | 1901-01-01 | [15 empty] | UST Currently In Use: 0; UST Temp Close: 0; AST Currently In Use: 0; AST Temp Closed: 0 | 0 | 0 | 3 | 16389-053-014264 | MARY LAMBERT
38827 | Permanently Closed | 1969-05-01 | 1969-01-01 | 1969-05-01 | Petroleum | Other, EMPTY | Other | [7 empty] | 1901-01-01 | [15 empty] | UST Currently In Use: 0; UST Temp Close: 0; AST Currently In Use: 0; AST Temp Closed: 0 | 0 | 0 | 3 | 16389-053-014264 | MARY LAMBERT
38828 | Cannot Locate or abandoned | 2000-06-01 | 1988-01-01 |  | Petroleum | Unleaded gasoline | Unleaded gasoline |  | Steel | Steel | Field installed cathodic protection |  | Steel |  | 1901-01-01 | Field installed cathodic protection | Catchment Basin, Single walled catchment basin | Automatic shutoff device At 95% full | Automatic shutoff device At 95% full |  |  | Statistical Inventory Reconciliation (SIR) | [5 empty] | Statistical inventory reconciliation (SIR) | Statistical inventory reconciliation (SIR) |  | UST Currently In Use: 0; UST Temp Close: 0; AST Currently In Use: 0; AST Temp Closed: 0 | 0 | 0 | 0 | 21649-085-014267 | SABRINA BELL
38829 | Cannot Locate or abandoned | 2000-06-01 | 1982-01-01 |  | Petroleum | Unleaded gasoline | Unleaded gasoline |  | Steel | Steel | Field installed cathodic protection |  | Steel |  | 1901-01-01 | Field installed cathodic protection | Catchment Basin, Single walled catchment basin | Automatic shutoff device At 95% full | Automatic shutoff device At 95% full |  |  | Statistical Inventory Reconciliation (SIR) | [5 empty] | Statistical inventory reconciliation (SIR) | Statistical inventory reconciliation (SIR) |  | UST Currently In Use: 0; UST Temp Close: 0; AST Currently In Use: 0; AST Temp Closed: 0 | 0 | 0 | 0 | 21649-085-014267 | SABRINA BELL
38830 | Cannot Locate or abandoned | 2000-06-01 | 1982-01-01 |  | Petroleum | Unleaded gasoline | Unleaded gasoline |  | Steel | Steel | Field installed cathodic protection |  | Steel |  | 1901-01-01 | Field installed cathodic protection | Catchment Basin, Single walled catchment basin | Automatic shutoff device At 95% full | Automatic shutoff device At 95% full |  |  | Statistical Inventory Reconciliation (SIR) | [5 empty] | Statistical inventory reconciliation (SIR) | Statistical inventory reconciliation (SIR) |  | UST Currently In Use: 0; UST Temp Close: 0; AST Currently In Use: 0; AST Temp Closed: 0 | 0 | 0 | 0 | 21649-085-014267 | SABRINA BELL
38831 | Permanently Closed | 1992-01-01 | 1977-01-01 | 1994-10-17 | Petroleum | Unleaded gasoline | Unleaded gasoline |  | Steel | Steel |  |  | Steel |  | 1901-01-01 | [15 empty] | UST Currently In Use: 0; UST Temp Close: 0; AST Currently In Use: 0; AST Temp Closed: 0 | 0 | 0 | 2 | 16390-085-014268 | SAL CUTRUZZULA
38832 | Permanently Closed | 1992-01-01 | 1977-01-01 | 1994-10-17 | Petroleum | Unleaded gasoline | Unleaded gasoline |  | Steel | Steel |  |  | Steel |  | 1901-01-01 | [15 empty] | UST Currently In Use: 0; UST Temp Close: 0; AST Currently In Use: 0; AST Temp Closed: 0 | 0 | 0 | 2 | 16390-085-014268 | SAL CUTRUZZULA
38833 | Permanently Closed | 1998-04-01 | 1984-01-01 | 1998-04-01 | Petroleum | On road diesel | On road diesel | Local government | Steel | Steel |  | Painted or None | Steel |  | 1901-01-01 | [12 empty] | Annual line testing | Annual line testing |  | UST Currently In Use: 0; UST Temp Close: 1; AST Currently In Use: 0; AST Temp Closed: 0 | 0 | 1 | 1 | 16391-089-014269 | MADISON COUNTY BOARD OF EDUCATION
38834 | Permanently Closed | 1998-04-01 | 1982-01-01 | 1998-04-08 | Petroleum | On road diesel | On road diesel | Local government | Steel | Steel |  | Painted or None | Steel |  | 1901-01-01 | [12 empty] | Annual line testing | Annual line testing |  | UST Currently In Use: 0; UST Temp Close: 1; AST Currently In Use: 0; AST Temp Closed: 0 | 0 | 1 | 1 | 16391-089-014270 | MADISON COUNTY BOARD OF EDUCATION
38835 | Permanently Closed | 1998-03-01 | 1979-01-01 | 1998-04-24 | Petroleum | Unleaded gasoline | Unleaded gasoline | Local government | Steel | Steel |  | Painted or None | Steel |  | 1901-01-01 | [12 empty] | Annual line testing | Annual line testing |  | UST Currently In Use: 2; UST Temp Close: 0; AST Currently In Use: 2; AST Temp Closed: 0 | 2 | 0 | 1 | 16391-089-014271 | MADISON COUNTY BOARD OF EDUCATION
38838 | Permanently Closed | 1998-03-01 | 1979-01-01 | 1998-05-20 | Petroleum | On road diesel | On road diesel | Local government | Steel | Steel |  | Painted or None | Steel |  | 1901-01-01 | [12 empty] | Annual line testing | Annual line testing |  | UST Currently In Use: 0; UST Temp Close: 0; AST Currently In Use: 0; AST Temp Closed: 0 | 0 | 0 | 1 | 16391-089-014272 | MADISON COUNTY BOARD OF EDUCATION
38839 | Permanently Closed | 1998-03-01 | 1986-01-01 | 1998-04-22 | Petroleum | On road diesel | On road diesel | Local government | Steel | Steel | Coated & cathodic protection (sti-P3) |  | Steel |  | 1901-01-01 | [12 empty] | Annual line testing | Annual line testing |  | UST Currently In Use: 0; UST Temp Close: 0; AST Currently In Use: 0; AST Temp Closed: 0 | 0 | 0 | 2 | 20711-089-014273 | MADISON CITY BOARD OF EDUCATION
38840 | Permanently Closed | 1998-03-01 | 1981-01-01 | 1998-04-28 | Petroleum | On road diesel | On road diesel | Local government | Steel | Steel |  | Painted or None | Steel |  | 1901-01-01 | [12 empty] | Annual line testing | Annual line testing |  | UST Currently In Use: 0; UST Temp Close: 0; AST Currently In Use: 1; AST Temp Closed: 0 | 0 | 0 | 1 | 16391-089-014274 | MADISON COUNTY BOARD OF EDUCATION
38841 | Permanently Closed | 1998-05-20 | 1984-01-01 | 1998-05-20 | Petroleum | On road diesel | On road diesel | Local government | Steel | Steel |  | Painted or None | Steel |  | 1901-01-01 | [12 empty] | Annual line testing | Annual line testing |  | UST Currently In Use: 0; UST Temp Close: 0; AST Currently In Use: 0; AST Temp Closed: 0 | 0 | 0 | 1 | 16391-089-014275 | MADISON COUNTY BOARD OF EDUCATION
38842 | Permanently Closed | 1998-04-01 | 1983-01-01 | 1998-04-01 | Petroleum | On road diesel | On road diesel | Local government | Steel | Steel |  | Painted or None | Steel |  | 1901-01-01 | [12 empty] | Annual line testing | Annual line testing |  | UST Currently In Use: 0; UST Temp Close: 1; AST Currently In Use: 0; AST Temp Closed: 0 | 0 | 1 | 1 | 16391-089-014276 | MADISON COUNTY BOARD OF EDUCATION
38843 | Permanently Closed | 1998-05-01 | 1982-01-01 | 1998-05-07 | Petroleum | Unleaded gasoline | Unleaded gasoline | Local government | Steel | Steel |  | Painted or None | Steel |  | 1901-01-01 | [12 empty] | Annual line testing | Annual line testing |  | UST Currently In Use: 0; UST Temp Close: 0; AST Currently In Use: 1; AST Temp Closed: 0 | 0 | 0 | 1 | 16391-089-014277 | MADISON COUNTY BOARD OF EDUCATION
38844 | Permanently Closed | 1998-03-01 | 1987-01-01 | 1998-05-06 | Petroleum | Unleaded gasoline | Unleaded gasoline | Local government | Steel | Steel | Coated & cathodic protection (sti-P3) |  | Steel |  | 1901-01-01 | [12 empty] | Annual line testing | Annual line testing |  | UST Currently In Use: 0; UST Temp Close: 0; AST Currently In Use: 0; AST Temp Closed: 0 | 0 | 0 | 1 | 16391-089-014278 | MADISON COUNTY BOARD OF EDUCATION
38845 | Permanently Closed | 1998-03-01 | 1985-01-01 | 1998-05-29 | Petroleum | On road diesel | On road diesel | Local government | Steel | Steel |  | Painted or None | Steel |  | 1901-01-01 | [12 empty] | Annual line testing | Annual line testing |  | UST Currently In Use: 0; UST Temp Close: 0; AST Currently In Use: 0; AST Temp Closed: 0 | 0 | 0 | 1 | 16391-089-014279 | MADISON COUNTY BOARD OF EDUCATION
38846 | Permanently Closed | 1991-08-19 | 1964-01-01 | 1991-08-19 | Petroleum | On road diesel | On road diesel | Local government | Steel | Steel |  | Painted or None | Steel |  | 1901-01-01 | [15 empty] | UST Currently In Use: 0; UST Temp Close: 0; AST Currently In Use: 0; AST Temp Closed: 0 | 0 | 0 | 1 | 16391-089-014280 | MADISON COUNTY BOARD OF EDUCATION
38847 | Permanently Closed | 1998-04-06 | 1988-01-01 | 1998-04-06 | Petroleum | Unleaded gasoline | Unleaded gasoline | Local government | Steel | Steel | Coated & cathodic protection (sti-P3) |  | Steel |  | 1901-01-01 | [12 empty] | Annual line testing | Annual line testing |  | UST Currently In Use: 0; UST Temp Close: 0; AST Currently In Use: 1; AST Temp Closed: 0 | 0 | 0 | 3 | 16391-089-014281 | MADISON COUNTY BOARD OF EDUCATION
38848 | Permanently Closed | 1994-02-03 | 1983-01-01 | 1994-02-03 | Petroleum | Unleaded gasoline | Unleaded gasoline | Local government | Steel | Steel | Coated & cathodic protection (sti-P3) |  | Steel |  | 1901-01-01 | [15 empty] | UST Currently In Use: 0; UST Temp Close: 0; AST Currently In Use: 0; AST Temp Closed: 0 | 0 | 0 | 1 | 16391-089-014282 | MADISON COUNTY BOARD OF EDUCATION
38849 | Permanently Closed | 1991-08-19 | 1969-01-01 | 1991-08-19 | Petroleum | On road diesel | On road diesel | Local government | Steel | Steel |  | Painted or None | Steel |  | 1901-01-01 | [15 empty] | UST Currently In Use: 0; UST Temp Close: 0; AST Currently In Use: 0; AST Temp Closed: 0 | 0 | 0 | 1 | 16391-089-014283 | MADISON COUNTY BOARD OF EDUCATION
38850 | Permanently Closed | 1998-03-01 | 1981-01-01 | 1998-05-06 | Petroleum | On road diesel | On road diesel | Local Government, Retail | Steel | Steel |  | Painted or None | Steel |  | 1901-01-01 | [12 empty] | Annual line testing | Annual line testing |  | UST Currently In Use: 0; UST Temp Close: 0; AST Currently In Use: 0; AST Temp Closed: 0 | 0 | 0 | 1 | 16391-089-014284 | MADISON COUNTY BOARD OF EDUCATION
38851 | Permanently Closed | 1992-01-07 | 1901-01-01 | 1992-01-07 | Petroleum | Unleaded gasoline | Unleaded gasoline |  | Steel | Steel |  |  |  |  | 1901-01-01 | [15 empty] | UST Currently In Use: 0; UST Temp Close: 0; AST Currently In Use: 0; AST Temp Closed: 0 | 0 | 0 | 2 | 16392-067-014285 | JAMES G STARLING
38852 | Permanently Closed | 1992-01-07 | 1901-01-01 | 1992-01-07 | Petroleum | Unleaded gasoline | Unleaded gasoline |  | Steel | Steel |  |  |  |  | 1901-01-01 | [15 empty] | UST Currently In Use: 0; UST Temp Close: 0; AST Currently In Use: 0; AST Temp Closed: 0 | 0 | 0 | 2 | 16392-067-014285 | JAMES G STARLING
38853 | Permanently Closed | 1990-09-12 | 1964-01-01 |  | Petroleum | Unleaded gasoline | Unleaded gasoline |  | Steel | Steel |  | Painted or None | Steel |  | 1901-01-01 | [15 empty] | UST Currently In Use: 0; UST Temp Close: 0; AST Currently In Use: 0; AST Temp Closed: 0 | 0 | 0 | 2 | 16393-123-003325 | RONNIE WALTERS
38854 | Permanently Closed | 1990-09-12 | 1964-01-01 |  | Petroleum | Unleaded gasoline | Unleaded gasoline |  | Steel | Steel |  | Painted or None | Steel |  | 1901-01-01 | [15 empty] | UST Currently In Use: 0; UST Temp Close: 0; AST Currently In Use: 0; AST Temp Closed: 0 | 0 | 0 | 2 | 16393-123-003325 | RONNIE WALTERS
38857 | Cannot Locate or abandoned | 1988-12-25 | 1977-01-01 |  | Petroleum | Unleaded gasoline | Unleaded gasoline |  | Steel | Steel |  | Painted or None | Steel |  | 1901-01-01 | [15 empty] | UST Currently In Use: 0; UST Temp Close: 0; AST Currently In Use: 0; AST Temp Closed: 0 | 0 | 0 | 0 | 16395-085-005464 | MAYOR RALPH NORMAN
38858 | Cannot Locate or abandoned | 1988-12-25 | 1977-01-01 |  | Petroleum | Unleaded gasoline | Unleaded gasoline |  | Steel | Steel |  | Painted or None | Steel |  | 1901-01-01 | [15 empty] | UST Currently In Use: 0; UST Temp Close: 0; AST Currently In Use: 0; AST Temp Closed: 0 | 0 | 0 | 0 | 16395-085-005464 | MAYOR RALPH NORMAN
38859 | Cannot Locate or abandoned | 1988-12-25 | 1977-01-01 |  | Petroleum | On road diesel | On road diesel |  | Steel | Steel |  | Painted or None | Steel |  | 1901-01-01 | [15 empty] | UST Currently In Use: 0; UST Temp Close: 0; AST Currently In Use: 0; AST Temp Closed: 0 | 0 | 0 | 0 | 16395-085-005464 | MAYOR RALPH NORMAN
38860 | Permanently Closed | 1998-06-01 | 1974-01-01 | 1998-06-04 | Petroleum | On road diesel | On road diesel | Retail | Steel | Steel | Coated & cathodic protection (sti-P3) |  | Steel |  | 1901-01-01 | [15 empty] | UST Currently In Use: 2; UST Temp Close: 0; AST Currently In Use: 0; AST Temp Closed: 0 | 2 | 0 | 4 | 23386-061-014286 | KBC LLC
38861 | Permanently Closed | 1998-06-01 | 1974-01-01 | 1998-06-04 | Petroleum | Unleaded gasoline | Unleaded gasoline | Retail | Steel | Steel | Coated & cathodic protection (sti-P3) |  | Steel |  | 1901-01-01 | [15 empty] | UST Currently In Use: 2; UST Temp Close: 0; AST Currently In Use: 0; AST Temp Closed: 0 | 2 | 0 | 4 | 23386-061-014286 | KBC LLC
38862 | Permanently Closed | 1998-06-01 | 1974-01-01 | 1998-06-04 | Petroleum | Unleaded gasoline | Unleaded gasoline | Retail | Steel | Steel | Coated & cathodic protection (sti-P3) |  | Steel |  | 1901-01-01 | [15 empty] | UST Currently In Use: 2; UST Temp Close: 0; AST Currently In Use: 0; AST Temp Closed: 0 | 2 | 0 | 4 | 23386-061-014286 | KBC LLC
38864 | Permanently Closed | 1998-06-01 | 1974-01-01 | 1998-06-04 | Petroleum | Unleaded gasoline | Unleaded gasoline | Retail | Steel | Steel | Coated & cathodic protection (sti-P3) |  | Steel |  | 1901-01-01 | [15 empty] | UST Currently In Use: 2; UST Temp Close: 0; AST Currently In Use: 0; AST Temp Closed: 0 | 2 | 0 | 4 | 23386-061-014286 | KBC LLC
38865 | Currently in Use |  | 1989-10-10 |  | Petroleum | Unleaded gasoline | Unleaded gasoline | Retail | Fiberglass coated steel, Single Wall | Single Wall |  |  | Fiberglass reinforced plastic, Flexible, Single Wall |  | 1901-01-01 |  | Catchment Basin, Single walled catchment basin | Flow Rest 90% Full | Flow Rest 90% Full |  |  | Continuous Automatic Tank Gauge |  | Automatic flow restrictor (MLLD) | Automatic flow restrictor (MLLD) |  |  | Annual line testing | Annual line testing |  | UST Currently In Use: 4; UST Temp Close: 0; AST Currently In Use: 0; AST Temp Closed: 0 | 4 | 0 | 0 | 15873-055-014714 | LARRY MARTIN
38866 | Currently in Use |  | 1989-10-10 |  | Petroleum | Premium gasoline | Premium gasoline | Retail | Fiberglass coated steel, Single Wall | Single Wall |  |  | Fiberglass reinforced plastic, Flexible, Single Wall |  | 1901-01-01 |  | Catchment Basin, Single walled catchment basin | Flow Rest 90% Full | Flow Rest 90% Full |  |  | Continuous Automatic Tank Gauge |  | Automatic flow restrictor (MLLD) | Automatic flow restrictor (MLLD) |  |  | Annual line testing | Annual line testing |  | UST Currently In Use: 4; UST Temp Close: 0; AST Currently In Use: 0; AST Temp Closed: 0 | 4 | 0 | 0 | 15873-055-014714 | LARRY MARTIN
38867 | Currently in Use |  | 1989-10-10 |  | Petroleum | On road diesel | On road diesel | Retail | Fiberglass coated steel, Single Wall | Single Wall |  |  | Fiberglass reinforced plastic, Flexible, Single Wall |  | 1901-01-01 |  | Catchment Basin, Single walled catchment basin | Flow Rest 90% Full | Flow Rest 90% Full |  |  | Continuous Automatic Tank Gauge |  | Automatic flow restrictor (MLLD) | Automatic flow restrictor (MLLD) |  |  | Annual line testing | Annual line testing |  | UST Currently In Use: 4; UST Temp Close: 0; AST Currently In Use: 0; AST Temp Closed: 0 | 4 | 0 | 0 | 15873-055-014714 | LARRY MARTIN
38868 | Currently in Use |  | 1989-10-10 |  | Petroleum | Other, OFF-RD DSL | Other | Retail | Fiberglass coated steel, Single Wall | Single Wall |  |  | Fiberglass reinforced plastic, Flexible, Single Wall |  | 1901-01-01 |  | Catchment Basin, Single walled catchment basin | Flow Rest 90% Full | Flow Rest 90% Full |  |  | Continuous Automatic Tank Gauge |  | Automatic flow restrictor (MLLD) | Automatic flow restrictor (MLLD) |  |  | Annual line testing | Annual line testing |  | UST Currently In Use: 4; UST Temp Close: 0; AST Currently In Use: 0; AST Temp Closed: 0 | 4 | 0 | 0 | 15873-055-014714 | LARRY MARTIN
38869 | Currently in Use |  | 1989-03-15 |  | Petroleum | Unleaded gasoline | Unleaded gasoline | Retail | Fiberglass coated steel | Fiberglass coated steel |  |  | Fiberglass reinforced plastic, Single Wall |  | 1901-01-01 |  | Catchment Basin, Single walled catchment basin | Audible high level alarm At 90% full, Flow Rest 90% Full | Flow Rest 90% Full |  |  | Continuous Automatic Tank Gauge |  | Automatic flow restrictor (MLLD) | Automatic flow restrictor (MLLD) |  |  | Annual line testing | Annual line testing |  | UST Currently In Use: 4; UST Temp Close: 0; AST Currently In Use: 0; AST Temp Closed: 0 | 4 | 0 | 0 | 15420-089-014287 | MAPCO EXPRESS, LLC
38870 | Currently in Use |  | 1989-03-15 |  | Petroleum | Premium gasoline | Premium gasoline | Retail | Fiberglass coated steel | Fiberglass coated steel |  |  | Fiberglass reinforced plastic, Single Wall |  | 1901-01-01 |  | Catchment Basin, Single walled catchment basin | Audible high level alarm At 90% full, Flow Rest 90% Full | Flow Rest 90% Full |  |  | Continuous Automatic Tank Gauge |  | Automatic flow restrictor (MLLD) | Automatic flow restrictor (MLLD) |  |  | Annual line testing | Annual line testing |  | UST Currently In Use: 4; UST Temp Close: 0; AST Currently In Use: 0; AST Temp Closed: 0 | 4 | 0 | 0 | 15420-089-014287 | MAPCO EXPRESS, LLC
38871 | Currently in Use |  | 1989-03-15 |  | Petroleum | On road diesel | On road diesel | Retail | Fiberglass coated steel | Fiberglass coated steel |  |  | Fiberglass reinforced plastic, Single Wall |  | 1901-01-01 |  | Catchment Basin, Single walled catchment basin | Audible high level alarm At 90% full, Flow Rest 90% Full | Flow Rest 90% Full |  |  | Continuous Automatic Tank Gauge |  | Automatic flow restrictor (MLLD) | Automatic flow restrictor (MLLD) |  |  | Annual line testing | Annual line testing |  | UST Currently In Use: 4; UST Temp Close: 0; AST Currently In Use: 0; AST Temp Closed: 0 | 4 | 0 | 0 | 15420-089-014287 | MAPCO EXPRESS, LLC
38872 | Currently in Use |  | 1989-03-15 |  | Petroleum | Kerosene | Kerosene | Retail | Fiberglass coated steel | Fiberglass coated steel |  |  | Fiberglass reinforced plastic, Single Wall |  | 1901-01-01 |  | Catchment Basin, Single walled catchment basin | Audible high level alarm At 90% full, Flow Rest 90% Full | Flow Rest 90% Full |  |  | Continuous Automatic Tank Gauge |  | Automatic flow restrictor (MLLD) | Automatic flow restrictor (MLLD) |  |  | Annual line testing | Annual line testing |  | UST Currently In Use: 4; UST Temp Close: 0; AST Currently In Use: 0; AST Temp Closed: 0 | 4 | 0 | 0 | 15420-089-014287 | MAPCO EXPRESS, LLC
38873 | Permanently Closed | 1998-03-05 | 1971-01-01 | 1998-06-17 | Petroleum | On road diesel | On road diesel | Farm/Residential tank Less Than 1100 gal (Not Regulated) | Steel | Steel |  | Painted or None | Steel |  | 1901-01-01 | [6 empty] | Statistical Inventory Reconciliation (SIR) | [5 empty] | Annual line testing | Annual line testing |  | UST Currently In Use: 0; UST Temp Close: 0; AST Currently In Use: 0; AST Temp Closed: 0 | 0 | 0 | 3 | 16398-107-014288 | PECO FARMS INC
38874 | Permanently Closed | 1998-03-05 | 1971-01-01 | 1998-06-17 | Petroleum | Unleaded gasoline | Unleaded gasoline | Farm/Residential tank Less Than 1100 gal (Not Regulated) | Steel | Steel |  | Painted or None | Steel |  | 1901-01-01 | [6 empty] | Other, Statistical Inventory Reconciliation (SIR) | [5 empty] | Annual line testing | Annual line testing |  | UST Currently In Use: 0; UST Temp Close: 0; AST Currently In Use: 0; AST Temp Closed: 0 | 0 | 0 | 3 | 16398-107-014288 | PECO FARMS INC
38875 | Permanently Closed | 1998-03-05 | 1971-01-01 | 1998-06-17 | Petroleum | On road diesel | On road diesel | Farm/Residential tank Less Than 1100 gal (Not Regulated) | Steel | Steel |  | Painted or None | Steel |  | 1901-01-01 | [6 empty] | Statistical Inventory Reconciliation (SIR) | [5 empty] | Annual line testing | Annual line testing |  | UST Currently In Use: 0; UST Temp Close: 0; AST Currently In Use: 0; AST Temp Closed: 0 | 0 | 0 | 3 | 16398-107-014288 | PECO FARMS INC
38876 | Cannot Locate or abandoned | 1995-10-04 | 1988-01-01 |  | Petroleum | Unleaded gasoline | Unleaded gasoline |  | Steel | Steel | Coated & cathodic protection (sti-P3) |  |  |  | 1901-01-01 | [15 empty] | UST Currently In Use: 0; UST Temp Close: 0; AST Currently In Use: 0; AST Temp Closed: 0 | 0 | 0 | 0 | 16399-013-005468 | C J MCCORMICK
38877 | Cannot Locate or abandoned | 1995-10-04 | 1988-01-01 |  | Petroleum | Unleaded gasoline | Unleaded gasoline |  | Steel | Steel | Coated & cathodic protection (sti-P3) |  |  |  | 1901-01-01 | [15 empty] | UST Currently In Use: 0; UST Temp Close: 0; AST Currently In Use: 0; AST Temp Closed: 0 | 0 | 0 | 0 | 16399-013-005468 | C J MCCORMICK
38881 | Permanently Closed | 1991-06-12 | 1901-01-01 | 1991-06-12 | Petroleum | Unleaded gasoline | Unleaded gasoline |  | Steel | Steel |  | Painted or None | Steel |  | 1901-01-01 | [15 empty] | UST Currently In Use: 2; UST Temp Close: 0; AST Currently In Use: 0; AST Temp Closed: 0 | 2 | 0 | 4 | 16401-061-014290 | HARRY WILSON
38882 | Permanently Closed | 1991-06-12 | 1901-01-01 | 1991-06-12 | Petroleum | Unleaded gasoline | Unleaded gasoline |  | Steel | Steel |  | Painted or None | Steel |  | 1901-01-01 | [15 empty] | UST Currently In Use: 2; UST Temp Close: 0; AST Currently In Use: 0; AST Temp Closed: 0 | 2 | 0 | 4 | 16401-061-014290 | HARRY WILSON
38883 | Permanently Closed | 1991-06-12 | 1901-01-01 | 1991-06-12 | Petroleum | Unleaded gasoline | Unleaded gasoline |  | Steel | Steel |  | Painted or None | Steel |  | 1901-01-01 | [15 empty] | UST Currently In Use: 2; UST Temp Close: 0; AST Currently In Use: 0; AST Temp Closed: 0 | 2 | 0 | 4 | 16401-061-014290 | HARRY WILSON
38884 | Permanently Closed | 1991-06-12 | 1901-01-01 | 1991-06-12 | Petroleum | Unleaded gasoline | Unleaded gasoline |  | Steel | Steel |  | Painted or None | Steel |  | 1901-01-01 | [15 empty] | UST Currently In Use: 2; UST Temp Close: 0; AST Currently In Use: 0; AST Temp Closed: 0 | 2 | 0 | 4 | 16401-061-014290 | HARRY WILSON
38885 | Permanently Closed | 1988-09-26 | 1981-01-01 | 1988-09-26 | Petroleum | Unleaded gasoline | Unleaded gasoline |  | Steel | Steel |  | Painted or None | Steel |  | 1901-01-01 | [15 empty] | UST Currently In Use: 0; UST Temp Close: 0; AST Currently In Use: 0; AST Temp Closed: 0 | 0 | 0 | 2 | 16402-061-014291 | GENEVA MARINE
38886 | Permanently Closed | 1988-09-26 | 1981-01-01 | 1988-09-26 | Petroleum | Unleaded gasoline | Unleaded gasoline |  | Steel | Steel |  | Painted or None | Steel |  | 1901-01-01 | [15 empty] | UST Currently In Use: 0; UST Temp Close: 0; AST Currently In Use: 0; AST Temp Closed: 0 | 0 | 0 | 2 | 16402-061-014291 | GENEVA MARINE
38887 | Permanently Closed | 1984-12-01 | 1969-01-01 | 1989-11-30 | Petroleum | Unleaded gasoline | Unleaded gasoline | [7 empty] | 1901-01-01 | [15 empty] | UST Currently In Use: 0; UST Temp Close: 0; AST Currently In Use: 0; AST Temp Closed: 0 | 0 | 0 | 3 | 16403-101-014293 | MONTGOMERY AREA COUNCIL ON AGING
38888 | Permanently Closed | 1984-12-01 | 1969-01-01 | 1989-11-30 | Petroleum | Unleaded gasoline | Unleaded gasoline | [7 empty] | 1901-01-01 | [15 empty] | UST Currently In Use: 0; UST Temp Close: 0; AST Currently In Use: 0; AST Temp Closed: 0 | 0 | 0 | 3 | 16403-101-014293 | MONTGOMERY AREA COUNCIL ON AGING
38889 | Permanently Closed | 1984-12-01 | 1969-01-01 | 1989-11-30 | Petroleum | Unleaded gasoline | Unleaded gasoline | [7 empty] | 1901-01-01 | [15 empty] | UST Currently In Use: 0; UST Temp Close: 0; AST Currently In Use: 0; AST Temp Closed: 0 | 0 | 0 | 3 | 16403-101-014293 | MONTGOMERY AREA COUNCIL ON AGING
38890 | Permanently Closed | 1989-11-01 | 1901-01-01 | 1989-11-01 | Petroleum | On road diesel | On road diesel |  | Steel | Steel |  | Painted or None |  |  | 1901-01-01 | [15 empty] | UST Currently In Use: 0; UST Temp Close: 0; AST Currently In Use: 0; AST Temp Closed: 0 | 0 | 0 | 3 | 16404-117-014294 | NANCY SATTERWHITE
38891 | Permanently Closed | 1989-11-01 | 1901-01-01 | 1989-11-01 | Petroleum | On road diesel | On road diesel |  | Steel | Steel |  | Painted or None |  |  | 1901-01-01 | [15 empty] | UST Currently In Use: 0; UST Temp Close: 0; AST Currently In Use: 0; AST Temp Closed: 0 | 0 | 0 | 3 | 16404-117-014294 | NANCY SATTERWHITE
38892 | Permanently Closed | 1989-11-01 | 1901-01-01 | 1989-11-01 | Petroleum | On road diesel | On road diesel |  | Steel | Steel |  | Painted or None |  |  | 1901-01-01 | [15 empty] | UST Currently In Use: 0; UST Temp Close: 0; AST Currently In Use: 0; AST Temp Closed: 0 | 0 | 0 | 3 | 16404-117-014294 | NANCY SATTERWHITE
38893 | Permanently Closed | 1993-03-01 | 1987-01-01 | 1993-03-01 | Petroleum | Unleaded gasoline | Unleaded gasoline |  | Steel | Steel | Coated & cathodic protection (sti-P3) |  | Steel |  | 1901-01-01 | [15 empty] | UST Currently In Use: 0; UST Temp Close: 0; AST Currently In Use: 0; AST Temp Closed: 0 | 0 | 0 | 2 | 16405-041-014295 | JIMMY PHELPS
38894 | Permanently Closed | 1993-03-01 | 1987-01-01 | 1993-03-01 | Petroleum | Unleaded gasoline | Unleaded gasoline |  | Steel | Steel | Coated & cathodic protection (sti-P3) |  | Steel |  | 1901-01-01 | [15 empty] | UST Currently In Use: 0; UST Temp Close: 0; AST Currently In Use: 0; AST Temp Closed: 0 | 0 | 0 | 2 | 16405-041-014295 | JIMMY PHELPS
38895 | Permanently Closed | 1991-01-28 | 1975-01-01 | 1991-01-28 | Petroleum | Unleaded gasoline | Unleaded gasoline |  | Steel | Steel |  | Painted or None | Steel |  | 1901-01-01 | [15 empty] | UST Currently In Use: 0; UST Temp Close: 0; AST Currently In Use: 0; AST Temp Closed: 0 | 0 | 0 | 4 | 16406-125-014296 | DAVID CANNON
38896 | Permanently Closed | 1991-01-28 | 1975-01-01 | 1991-01-28 | Petroleum | Unleaded gasoline | Unleaded gasoline |  | Steel | Steel |  | Painted or None | Steel |  | 1901-01-01 | [15 empty] | UST Currently In Use: 0; UST Temp Close: 0; AST Currently In Use: 0; AST Temp Closed: 0 | 0 | 0 | 4 | 16406-125-014296 | DAVID CANNON
38897 | Permanently Closed | 1996-12-01 | 1977-01-01 | 1998-12-01 | Petroleum | On road diesel | On road diesel | Bulk facility, Emergency Power Generator, State/Federal Government | Steel | Steel |  |  | Steel |  | 1901-01-01 | [15 empty] | UST Currently In Use: 0; UST Temp Close: 0; AST Currently In Use: 0; AST Temp Closed: 0 | 0 | 0 | 1 | 16407-101-014297 | RETIREMENT SYSTEMS OF ALABAMA
38898 | Permanently Closed | 1989-10-10 | 1962-01-01 | 1989-10-10 | Petroleum | On road diesel | On road diesel |  | Steel | Steel |  | Painted or None |  |  | 1901-01-01 | [15 empty] | UST Currently In Use: 0; UST Temp Close: 0; AST Currently In Use: 0; AST Temp Closed: 0 | 0 | 0 | 2 | 16408-013-014298 | AMERICAN LEISURE DESIGNS INC
38899 | Permanently Closed | 1989-10-10 | 1964-01-01 | 1989-10-10 | Petroleum | On road diesel | On road diesel |  | Steel | Steel |  | Painted or None |  |  | 1901-01-01 | [15 empty] | UST Currently In Use: 0; UST Temp Close: 0; AST Currently In Use: 0; AST Temp Closed: 0 | 0 | 0 | 2 | 16408-013-014298 | AMERICAN LEISURE DESIGNS INC
38900 | Permanently Closed | 1901-01-01 | 1968-01-01 | 2011-11-11 | Petroleum | Unleaded gasoline | Unleaded gasoline |  | Steel | Steel |  | Painted or None | Steel |  | 1901-01-01 | [15 empty] | UST Currently In Use: 0; UST Temp Close: 0; AST Currently In Use: 0; AST Temp Closed: 0 | 0 | 0 | 4 | 16409-017-001617 | PHILLIP W PARRISH SR
38901 | Permanently Closed | 1901-01-01 | 1968-01-01 | 2011-11-11 | Petroleum | Unleaded gasoline | Unleaded gasoline |  | Steel | Steel |  | Painted or None | Steel |  | 1901-01-01 | [15 empty] | UST Currently In Use: 0; UST Temp Close: 0; AST Currently In Use: 0; AST Temp Closed: 0 | 0 | 0 | 4 | 16409-017-001617 | PHILLIP W PARRISH SR
38902 | Permanently Closed | 1901-01-01 | 1968-01-01 | 2011-11-11 | Petroleum | Unleaded gasoline | Unleaded gasoline |  | Steel | Steel |  | Painted or None | Steel |  | 1901-01-01 | [15 empty] | UST Currently In Use: 0; UST Temp Close: 0; AST Currently In Use: 0; AST Temp Closed: 0 | 0 | 0 | 4 | 16409-017-001617 | PHILLIP W PARRISH SR
38903 | Permanently Closed | 1901-01-01 | 1968-01-01 | 2011-11-11 | Petroleum | Used oil | Used oil |  | Steel | Steel |  | Painted or None | Steel |  | 1901-01-01 | [15 empty] | UST Currently In Use: 0; UST Temp Close: 0; AST Currently In Use: 0; AST Temp Closed: 0 | 0 | 0 | 4 | 16409-017-001617 | PHILLIP W PARRISH SR
38904 | Permanently Closed | 2010-01-01 | 1988-01-01 | 2014-07-22 | Petroleum | Unleaded gasoline | Unleaded gasoline | Retail | Single Wall, Steel | Steel | Coated & cathodic protection (sti-P3) |  | Fiberglass reinforced plastic, Single Wall |  | 1901-01-01 |  | Catchment Basin, Single walled catchment basin | Automatic shutoff device At 95% full | Automatic shutoff device At 95% full |  |  | Continuous Automatic Tank Gauge |  | Automatic shutoff device (AELLD) | Automatic shutoff device (AELLD) | [5 empty] | UST Currently In Use: 0; UST Temp Close: 0; AST Currently In Use: 0; AST Temp Closed: 0 | 0 | 0 | 4 | 24457-089-014303 | SPEEDY DEVELOPMENT USA, LP
38905 | Permanently Closed | 2010-01-01 | 1988-01-01 | 2014-07-22 | Petroleum | Mid-grade gasoline | Mid-grade gasoline | Retail | Single Wall, Steel | Steel | Coated & cathodic protection (sti-P3) |  | Fiberglass reinforced plastic, Single Wall |  | 1901-01-01 |  | Catchment Basin, Single walled catchment basin | Automatic shutoff device At 95% full | Automatic shutoff device At 95% full |  |  | Continuous Automatic Tank Gauge |  | Automatic shutoff device (AELLD) | Automatic shutoff device (AELLD) | [5 empty] | UST Currently In Use: 0; UST Temp Close: 0; AST Currently In Use: 0; AST Temp Closed: 0 | 0 | 0 | 4 | 24457-089-014303 | SPEEDY DEVELOPMENT USA, LP
38906 | Permanently Closed | 2010-01-01 | 1988-01-01 | 2014-07-22 | Petroleum | Premium gasoline | Premium gasoline | Retail | Single Wall, Steel | Steel | Coated & cathodic protection (sti-P3) |  | Fiberglass reinforced plastic, Single Wall |  | 1901-01-01 |  | Catchment Basin, Single walled catchment basin | Automatic shutoff device At 95% full | Automatic shutoff device At 95% full |  |  | Continuous Automatic Tank Gauge |  | Automatic shutoff device (AELLD) | Automatic shutoff device (AELLD) | [5 empty] | UST Currently In Use: 0; UST Temp Close: 0; AST Currently In Use: 0; AST Temp Closed: 0 | 0 | 0 | 4 | 24457-089-014303 | SPEEDY DEVELOPMENT USA, LP
38907 | Permanently Closed | 2009-03-10 | 1988-01-01 | 2014-07-22 | Petroleum | Kerosene | Kerosene | Retail | Single Wall, Steel | Steel | Coated & cathodic protection (sti-P3) |  | Fiberglass reinforced plastic, Single Wall |  | 1901-01-01 |  | Catchment Basin, Single walled catchment basin | Automatic shutoff device At 95% full | Automatic shutoff device At 95% full |  |  | Continuous Automatic Tank Gauge | [8 empty] | UST Currently In Use: 0; UST Temp Close: 0; AST Currently In Use: 0; AST Temp Closed: 0 | 0 | 0 | 4 | 24457-089-014303 | SPEEDY DEVELOPMENT USA, LP
38908 | Permanently Closed | 1901-01-01 | 1964-01-01 | 1990-07-13 | Petroleum | Unleaded gasoline | Unleaded gasoline |  | Steel | Steel |  |  | Steel |  | 1901-01-01 | [15 empty] | UST Currently In Use: 0; UST Temp Close: 0; AST Currently In Use: 0; AST Temp Closed: 0 | 0 | 0 | 3 | 16411-069-002049 | HAZEL HANAHAN
38909 | Permanently Closed | 1901-01-01 | 1964-01-01 | 1990-07-13 | Petroleum | Unleaded gasoline | Unleaded gasoline |  | Steel | Steel |  |  | Steel |  | 1901-01-01 | [15 empty] | UST Currently In Use: 0; UST Temp Close: 0; AST Currently In Use: 0; AST Temp Closed: 0 | 0 | 0 | 3 | 16411-069-002049 | HAZEL HANAHAN
38910 | Permanently Closed | 1901-01-01 | 1964-01-01 | 1990-07-13 | Petroleum | Unleaded gasoline | Unleaded gasoline |  | Steel | Steel |  |  | Steel |  | 1901-01-01 | [15 empty] | UST Currently In Use: 0; UST Temp Close: 0; AST Currently In Use: 0; AST Temp Closed: 0 | 0 | 0 | 3 | 16411-069-002049 | HAZEL HANAHAN
38911 | Permanently Closed | 1996-10-21 | 1983-01-01 | 1996-10-22 | Petroleum | Unleaded gasoline | Unleaded gasoline | Retail | Steel | Steel |  | Painted or None | Steel |  | 1901-01-01 | [6 empty] | Statistical Inventory Reconciliation (SIR) | [8 empty] | UST Currently In Use: 0; UST Temp Close: 0; AST Currently In Use: 0; AST Temp Closed: 0 | 0 | 0 | 4 | 16412-067-001145 | JOE MILLER
38912 | Permanently Closed | 1996-10-21 | 1974-01-01 | 1996-10-22 | Petroleum | Unleaded gasoline | Unleaded gasoline | Retail | Steel | Steel |  | Painted or None | Steel |  | 1901-01-01 | [6 empty] | Statistical Inventory Reconciliation (SIR) | [8 empty] | UST Currently In Use: 0; UST Temp Close: 0; AST Currently In Use: 0; AST Temp Closed: 0 | 0 | 0 | 4 | 16412-067-001145 | JOE MILLER
38913 | Permanently Closed | 1996-10-21 | 1974-01-01 | 1996-10-22 | Petroleum | Unleaded gasoline | Unleaded gasoline | Retail | Steel | Steel |  | Painted or None | Steel |  | 1901-01-01 | [6 empty] | Statistical Inventory Reconciliation (SIR) | [8 empty] | UST Currently In Use: 0; UST Temp Close: 0; AST Currently In Use: 0; AST Temp Closed: 0 | 0 | 0 | 4 | 16412-067-001145 | JOE MILLER
38914 | Permanently Closed | 1996-10-21 | 1974-01-01 | 1996-10-22 | Petroleum | Kerosene | Kerosene | Retail | Steel | Steel |  | Painted or None | Steel |  | 1901-01-01 | [6 empty] | Statistical Inventory Reconciliation (SIR) | [8 empty] | UST Currently In Use: 0; UST Temp Close: 0; AST Currently In Use: 0; AST Temp Closed: 0 | 0 | 0 | 4 | 16412-067-001145 | JOE MILLER
38915 | Permanently Closed | 1994-08-26 | 1985-01-01 | 1994-08-26 | Petroleum | On road diesel | On road diesel |  | Steel | Steel |  | Painted or None | Steel |  | 1901-01-01 | [15 empty] | UST Currently In Use: 0; UST Temp Close: 0; AST Currently In Use: 0; AST Temp Closed: 0 | 0 | 0 | 2 | 16413-083-014306 | S & S NURSERIES
38916 | Permanently Closed | 1994-08-26 | 1985-01-01 | 1994-08-26 | Petroleum | Unleaded gasoline | Unleaded gasoline |  | Steel | Steel |  | Painted or None | Steel |  | 1901-01-01 | [15 empty] | UST Currently In Use: 0; UST Temp Close: 0; AST Currently In Use: 0; AST Temp Closed: 0 | 0 | 0 | 2 | 16413-083-014306 | S & S NURSERIES
38917 | Permanently Closed | 1990-02-28 | 1979-01-01 | 1990-02-28 | Petroleum | On road diesel | On road diesel |  | Steel | Steel |  |  | Steel |  | 1901-01-01 | [15 empty] | UST Currently In Use: 0; UST Temp Close: 0; AST Currently In Use: 0; AST Temp Closed: 0 | 0 | 0 | 1 | 16414-009-014308 | WRANGLER INC
38918 | Permanently Closed | 1994-01-11 | 1986-01-01 | 1994-01-11 | Petroleum | On road diesel | On road diesel |  | Steel | Steel |  |  | Steel |  | 1901-01-01 | [15 empty] | UST Currently In Use: 0; UST Temp Close: 0; AST Currently In Use: 2; AST Temp Closed: 0 | 0 | 0 | 1 | 16414-093-014307 | WRANGLER INC
38922 | Permanently Closed | 2000-04-05 | 1984-01-01 | 2000-04-05 | Petroleum | Unleaded gasoline | Unleaded gasoline |  | Steel | Steel | Coated & cathodic protection (sti-P3) |  | Steel |  | 1901-01-01 | [12 empty] | Annual line testing | Annual line testing |  | UST Currently In Use: 0; UST Temp Close: 0; AST Currently In Use: 0; AST Temp Closed: 0 | 0 | 0 | 5 | 19711-089-014309 | AL NEJAD AND MIKE NADERI
38923 | Permanently Closed | 2000-04-05 | 1984-01-01 | 2000-04-05 | Petroleum | Unleaded gasoline | Unleaded gasoline |  | Steel | Steel | Coated & cathodic protection (sti-P3) |  | Steel |  | 1901-01-01 | [12 empty] | Annual line testing | Annual line testing |  | UST Currently In Use: 0; UST Temp Close: 0; AST Currently In Use: 0; AST Temp Closed: 0 | 0 | 0 | 5 | 19711-089-014309 | AL NEJAD AND MIKE NADERI
38924 | Permanently Closed | 2000-04-05 | 1984-01-01 | 2000-04-05 | Petroleum | Unleaded gasoline | Unleaded gasoline |  | Steel | Steel | Coated & cathodic protection (sti-P3) |  | Steel |  | 1901-01-01 | [12 empty] | Annual line testing | Annual line testing |  | UST Currently In Use: 0; UST Temp Close: 0; AST Currently In Use: 0; AST Temp Closed: 0 | 0 | 0 | 5 | 19711-089-014309 | AL NEJAD AND MIKE NADERI
38925 | Permanently Closed | 2000-04-05 | 1984-01-01 | 2000-04-05 | Petroleum | On road diesel | On road diesel |  | Steel | Steel | Coated & cathodic protection (sti-P3) |  | Steel |  | 1901-01-01 | [12 empty] | Annual line testing | Annual line testing |  | UST Currently In Use: 0; UST Temp Close: 0; AST Currently In Use: 0; AST Temp Closed: 0 | 0 | 0 | 5 | 19711-089-014309 | AL NEJAD AND MIKE NADERI
38926 | Permanently Closed | 2000-04-05 | 1984-01-01 | 2000-04-05 | Petroleum | Kerosene | Kerosene |  | Steel | Steel | Coated & cathodic protection (sti-P3) |  | Steel |  | 1901-01-01 | [12 empty] | Annual line testing | Annual line testing |  | UST Currently In Use: 0; UST Temp Close: 0; AST Currently In Use: 0; AST Temp Closed: 0 | 0 | 0 | 5 | 19711-089-014309 | AL NEJAD AND MIKE NADERI
38927 | Permanently Closed | 1992-03-02 | 1985-01-01 | 1992-03-02 | Petroleum | Unleaded gasoline | Unleaded gasoline |  | Steel | Steel |  | Painted or None | Steel |  | 1901-01-01 | [15 empty] | UST Currently In Use: 0; UST Temp Close: 0; AST Currently In Use: 0; AST Temp Closed: 0 | 0 | 0 | 2 | 16417-089-014311 | DON WILLIAMS
38928 | Permanently Closed | 1992-03-02 | 1985-01-01 | 1992-03-02 | Petroleum | Unleaded gasoline | Unleaded gasoline |  | Steel | Steel |  | Painted or None | Steel |  | 1901-01-01 | [15 empty] | UST Currently In Use: 0; UST Temp Close: 0; AST Currently In Use: 0; AST Temp Closed: 0 | 0 | 0 | 2 | 16417-089-014311 | DON WILLIAMS
38929 | Permanently Closed | 1990-02-01 | 1949-01-01 | 1990-02-15 | Petroleum | On road diesel | On road diesel |  | Steel | Steel |  | Painted or None | Steel |  | 1901-01-01 | [15 empty] | UST Currently In Use: 0; UST Temp Close: 0; AST Currently In Use: 0; AST Temp Closed: 0 | 0 | 0 | 2 | 16418-051-014312 | T J EASON JR
38930 | Permanently Closed | 1990-02-01 | 1949-01-01 | 1990-02-15 | Petroleum | On road diesel | On road diesel |  | Steel | Steel |  | Painted or None | Steel |  | 1901-01-01 | [15 empty] | UST Currently In Use: 0; UST Temp Close: 0; AST Currently In Use: 0; AST Temp Closed: 0 | 0 | 0 | 2 | 16418-051-014312 | T J EASON JR
38931 | Permanently Closed | 1994-10-01 | 1985-01-01 | 1994-11-02 | Petroleum | Unleaded gasoline | Unleaded gasoline |  | Steel | Steel |  | Painted or None | Steel |  | 1901-01-01 | [15 empty] | UST Currently In Use: 0; UST Temp Close: 0; AST Currently In Use: 0; AST Temp Closed: 0 | 0 | 0 | 2 | 16419-011-014313 | QUALITY SEED & FERTILIZER INC
38932 | Permanently Closed | 1994-10-01 | 1985-01-01 | 1994-11-02 | Petroleum | On road diesel | On road diesel |  | Steel | Steel |  | Painted or None | Steel |  | 1901-01-01 | [15 empty] | UST Currently In Use: 0; UST Temp Close: 0; AST Currently In Use: 0; AST Temp Closed: 0 | 0 | 0 | 2 | 16419-011-014313 | QUALITY SEED & FERTILIZER INC
38933 | Permanently Closed | 1997-07-08 | 1979-01-01 | 1997-07-13 | Petroleum | Unleaded gasoline | Unleaded gasoline | Retail | Steel | Steel |  | Painted or None | Steel |  | 1901-01-01 | [15 empty] | UST Currently In Use: 0; UST Temp Close: 0; AST Currently In Use: 1; AST Temp Closed: 0 | 0 | 0 | 2 | 16420-011-014314 | BRASWELL WOOD CO INC
38934 | Permanently Closed | 1997-07-08 | 1978-01-01 | 1997-07-13 | Petroleum | On road diesel | On road diesel | Retail | Steel | Steel |  | Painted or None | Steel |  | 1901-01-01 | [15 empty] | UST Currently In Use: 0; UST Temp Close: 0; AST Currently In Use: 1; AST Temp Closed: 0 | 0 | 0 | 2 | 16420-011-014314 | BRASWELL WOOD CO INC
38935 | Cannot Locate or abandoned | 1988-12-25 | 1982-01-01 |  | Petroleum | Unleaded gasoline | Unleaded gasoline |  | Steel | Steel | Interior lined (not allowed as a standalone method of corrosion protection) | Painted or None | Steel |  | 1901-01-01 | [15 empty] | UST Currently In Use: 0; UST Temp Close: 0; AST Currently In Use: 0; AST Temp Closed: 0 | 0 | 0 | 0 | 16421-011-014315 | SAMMUEL L FIELD
38936 | Cannot Locate or abandoned | 1988-12-25 | 1982-01-01 |  | Petroleum | Unleaded gasoline | Unleaded gasoline |  | Steel | Steel | Interior lined (not allowed as a standalone method of corrosion protection) | Painted or None | Steel |  | 1901-01-01 | [15 empty] | UST Currently In Use: 0; UST Temp Close: 0; AST Currently In Use: 0; AST Temp Closed: 0 | 0 | 0 | 0 | 16421-011-014315 | SAMMUEL L FIELD
38937 | Permanently Closed | 1998-09-14 | 1985-01-01 | 1998-09-14 | Petroleum | Unleaded gasoline | Unleaded gasoline |  | Steel | Steel |  | Painted or None | Steel |  | 1901-01-01 | [6 empty] | Statistical Inventory Reconciliation (SIR) | [8 empty] | UST Currently In Use: 0; UST Temp Close: 0; AST Currently In Use: 0; AST Temp Closed: 0 | 0 | 0 | 5 | 16422-049-014316 | JACKIE ROGERS
38938 | Permanently Closed | 1998-09-14 | 1982-01-01 | 1998-09-14 | Petroleum | Unleaded gasoline | Unleaded gasoline |  | Steel | Steel |  | Painted or None | Steel |  | 1901-01-01 | [6 empty] | Statistical Inventory Reconciliation (SIR) | [8 empty] | UST Currently In Use: 0; UST Temp Close: 0; AST Currently In Use: 0; AST Temp Closed: 0 | 0 | 0 | 5 | 16422-049-014316 | JACKIE ROGERS
38939 | Permanently Closed | 1998-09-14 | 1982-01-01 | 1998-09-14 | Petroleum | Unleaded gasoline | Unleaded gasoline |  | Steel | Steel |  | Painted or None | Steel |  | 1901-01-01 | [6 empty] | Statistical Inventory Reconciliation (SIR) | [8 empty] | UST Currently In Use: 0; UST Temp Close: 0; AST Currently In Use: 0; AST Temp Closed: 0 | 0 | 0 | 5 | 16422-049-014316 | JACKIE ROGERS
38940 | Permanently Closed | 1998-09-14 | 1982-01-01 | 1998-09-14 | Petroleum | Unleaded gasoline | Unleaded gasoline |  | Steel | Steel |  | Painted or None | Steel |  | 1901-01-01 | [6 empty] | Statistical Inventory Reconciliation (SIR) | [8 empty] | UST Currently In Use: 0; UST Temp Close: 0; AST Currently In Use: 0; AST Temp Closed: 0 | 0 | 0 | 5 | 16422-049-014316 | JACKIE ROGERS
38941 | Permanently Closed | 1998-09-14 | 1982-01-01 | 1998-09-14 | Petroleum | On road diesel | On road diesel |  | Steel | Steel |  | Painted or None | Steel |  | 1901-01-01 | [6 empty] | Statistical Inventory Reconciliation (SIR) | [8 empty] | UST Currently In Use: 0; UST Temp Close: 0; AST Currently In Use: 0; AST Temp Closed: 0 | 0 | 0 | 5 | 16422-049-014316 | JACKIE ROGERS
38942 | Permanently Closed | 2002-03-21 | 1987-01-01 | 2004-11-17 | Petroleum | Unleaded gasoline | Unleaded gasoline | Retail | Steel | Steel | Coated & cathodic protection (sti-P3) |  | Fiberglass reinforced plastic |  | 1901-01-01 |  | Catchment Basin, Single walled catchment basin | Flow Rest 90% Full | Flow Rest 90% Full |  |  | Automatic Tank Gauge | [5 empty] | Annual line testing | Annual line testing |  | UST Currently In Use: 0; UST Temp Close: 0; AST Currently In Use: 0; AST Temp Closed: 0 | 0 | 0 | 3 | 16423-089-014317 | KI CHON CHOI OR BYONG KOO KANG
38943 | Permanently Closed | 2002-03-21 | 1987-01-01 | 2004-11-17 | Petroleum | Mid-grade gasoline | Mid-grade gasoline | Retail | Steel | Steel | Coated & cathodic protection (sti-P3) |  | Fiberglass reinforced plastic |  | 1901-01-01 |  | Catchment Basin, Single walled catchment basin | Flow Rest 90% Full | Flow Rest 90% Full |  |  | Automatic Tank Gauge | [5 empty] | Annual line testing | Annual line testing |  | UST Currently In Use: 0; UST Temp Close: 0; AST Currently In Use: 0; AST Temp Closed: 0 | 0 | 0 | 3 | 16423-089-014317 | KI CHON CHOI OR BYONG KOO KANG
38944 | Permanently Closed | 2002-03-21 | 1987-01-01 | 2004-11-17 | Petroleum | Premium gasoline | Premium gasoline | Retail | Steel | Steel | Coated & cathodic protection (sti-P3) |  | Fiberglass reinforced plastic |  | 1901-01-01 |  | Catchment Basin, Single walled catchment basin | Flow Rest 90% Full | Flow Rest 90% Full |  |  | Automatic Tank Gauge | [5 empty] | Annual line testing | Annual line testing |  | UST Currently In Use: 0; UST Temp Close: 0; AST Currently In Use: 0; AST Temp Closed: 0 | 0 | 0 | 3 | 16423-089-014317 | KI CHON CHOI OR BYONG KOO KANG
38945 | Permanently Closed | 1989-08-23 | 1949-01-01 | 1989-08-23 | Petroleum | Unleaded gasoline | Unleaded gasoline |  | Steel | Steel |  |  |  |  | 1901-01-01 | [15 empty] | UST Currently In Use: 0; UST Temp Close: 0; AST Currently In Use: 0; AST Temp Closed: 0 | 0 | 0 | 1 | 16424-119-014318 | HANEY FORD CO INC
38946 | Currently in Use |  | 1981-04-01 |  | Petroleum | Unleaded gasoline | Unleaded gasoline | Retail | Steel | Steel | Field installed cathodic protection |  | Steel |  |  | Field installed cathodic protection | Catchment Basin, Single walled catchment basin | Automatic shutoff device At 95% full, Flow Rest 90% Full | Flow Rest 90% Full |  |  | Statistical Inventory Reconciliation (SIR) | [8 empty] | UST Currently In Use: 2; UST Temp Close: 1; AST Currently In Use: 0; AST Temp Closed: 0 | 2 | 1 | 0 | 25827-011-014319 | ROY CHESTER LEE
38947 | Currently in Use |  | 1981-04-01 |  | Petroleum | Mid-grade gasoline | Mid-grade gasoline | Retail | Steel | Steel | Field installed cathodic protection |  | Steel |  |  | Field installed cathodic protection | Catchment Basin, Single walled catchment basin | Automatic shutoff device At 95% full, Flow Rest 90% Full | Flow Rest 90% Full |  |  | Statistical Inventory Reconciliation (SIR) | [8 empty] | UST Currently In Use: 2; UST Temp Close: 1; AST Currently In Use: 0; AST Temp Closed: 0 | 2 | 1 | 0 | 25827-011-014319 | ROY CHESTER LEE
38948 | Temporary Closed | 2006-06-01 | 1981-04-01 |  | Petroleum | Unleaded gasoline | Unleaded gasoline | Retail | Steel | Steel | Field installed cathodic protection |  | Steel |  |  | Field installed cathodic protection | Catchment Basin, Single walled catchment basin | Automatic shutoff device At 95% full, Flow Rest 90% Full | Flow Rest 90% Full |  |  | Statistical Inventory Reconciliation (SIR) | [5 empty] | Statistical inventory reconciliation (SIR) | Statistical inventory reconciliation (SIR) |  | UST Currently In Use: 2; UST Temp Close: 1; AST Currently In Use: 0; AST Temp Closed: 0 | 2 | 1 | 0 | 25827-011-014319 | ROY CHESTER LEE
38950 | Permanently Closed | 2004-08-10 | 1987-01-01 | 2004-08-26 | Petroleum | Other, EMPTY | Other | Retail | Steel | Steel | Coated & cathodic protection (sti-P3), Field installed cathodic protection |  | Steel |  | 1901-01-01 | Field installed cathodic protection | Catchment Basin, Single walled catchment basin | Automatic shutoff device At 95% full | Automatic shutoff device At 95% full |  |  | Automatic Tank Gauge, Statistical Inventory Reconciliation (SIR) | [8 empty] | UST Currently In Use: 0; UST Temp Close: 0; AST Currently In Use: 0; AST Temp Closed: 0 | 0 | 0 | 4 | 20659-049-014323 | JR AND MARTHA GARMANY
38951 | Permanently Closed | 2004-08-10 | 1987-01-01 | 2004-08-26 | Petroleum | Other, EMPTY | Other | Retail | Steel | Steel | Coated & cathodic protection (sti-P3), Field installed cathodic protection |  | Steel |  | 1901-01-01 | Field installed cathodic protection | Catchment Basin, Single walled catchment basin | Automatic shutoff device At 95% full | Automatic shutoff device At 95% full |  |  | Automatic Tank Gauge, Statistical Inventory Reconciliation (SIR) | [8 empty] | UST Currently In Use: 0; UST Temp Close: 0; AST Currently In Use: 0; AST Temp Closed: 0 | 0 | 0 | 4 | 20659-049-014323 | JR AND MARTHA GARMANY
38952 | Permanently Closed | 2004-08-10 | 1987-01-01 | 2004-08-26 | Petroleum | Other, EMPTY | Other | Retail | Steel | Steel | Coated & cathodic protection (sti-P3), Field installed cathodic protection |  | Steel |  | 1901-01-01 | Field installed cathodic protection | Catchment Basin, Single walled catchment basin | Automatic shutoff device At 95% full | Automatic shutoff device At 95% full |  |  | Automatic Tank Gauge, Statistical Inventory Reconciliation (SIR) | [8 empty] | UST Currently In Use: 0; UST Temp Close: 0; AST Currently In Use: 0; AST Temp Closed: 0 | 0 | 0 | 4 | 20659-049-014323 | JR AND MARTHA GARMANY
38953 | Permanently Closed | 2003-08-10 | 1987-01-01 | 2003-08-10 | Petroleum | Unleaded gasoline | Unleaded gasoline |  | Steel | Steel | Coated & cathodic protection (sti-P3) |  | Steel |  | 1901-01-01 | [6 empty] | Statistical Inventory Reconciliation (SIR) | [8 empty] | UST Currently In Use: 0; UST Temp Close: 0; AST Currently In Use: 0; AST Temp Closed: 0 | 0 | 0 | 4 | 20659-049-014323 | JR AND MARTHA GARMANY
38955 | Permanently Closed | 1996-07-01 | 1981-01-01 | 1996-08-08 | Petroleum | Unleaded gasoline | Unleaded gasoline | Retail | Steel | Steel |  | Painted or None | Steel |  | 1901-01-01 |  |  | Automatic shutoff device At 95% full | Automatic shutoff device At 95% full |  |  | Statistical Inventory Reconciliation (SIR) | [5 empty] | Annual line testing | Annual line testing |  | UST Currently In Use: 0; UST Temp Close: 0; AST Currently In Use: 0; AST Temp Closed: 0 | 0 | 0 | 2 | 17818-073-003993 | LOGAN SALTER
38956 | Permanently Closed | 1996-07-01 | 1981-01-01 | 1996-08-08 | Petroleum | Unleaded gasoline | Unleaded gasoline | Retail | Steel | Steel |  | Painted or None | Steel |  | 1901-01-01 |  |  | Automatic shutoff device At 95% full | Automatic shutoff device At 95% full |  |  | Statistical Inventory Reconciliation (SIR) | [5 empty] | Annual line testing | Annual line testing |  | UST Currently In Use: 0; UST Temp Close: 0; AST Currently In Use: 0; AST Temp Closed: 0 | 0 | 0 | 2 | 17818-073-003993 | LOGAN SALTER
38957 | Currently in Use |  | 1982-01-01 |  | Petroleum | Unleaded gasoline | Unleaded gasoline | Retail | Single Wall, Steel | Steel | Field installed cathodic protection |  | Single Wall, Steel |  | 1901-01-01 | Field installed cathodic protection | Catchment Basin, Single walled catchment basin | Automatic shutoff device At 95% full | Automatic shutoff device At 95% full |  |  | Statistical Inventory Reconciliation (SIR) | [8 empty] | UST Currently In Use: 2; UST Temp Close: 0; AST Currently In Use: 0; AST Temp Closed: 0 | 2 | 0 | 0 | 25376-073-003975 | AV786 ENTERPRISE LLC
38958 | Currently in Use |  | 1982-01-01 |  | Petroleum | On road diesel | On road diesel | Retail | Single Wall, Steel | Steel | Field installed cathodic protection |  | Single Wall, Steel |  | 1901-01-01 | Field installed cathodic protection | Catchment Basin, Single walled catchment basin | Automatic shutoff device At 95% full | Automatic shutoff device At 95% full |  |  | Statistical Inventory Reconciliation (SIR) | [8 empty] | UST Currently In Use: 2; UST Temp Close: 0; AST Currently In Use: 0; AST Temp Closed: 0 | 2 | 0 | 0 | 25376-073-003975 | AV786 ENTERPRISE LLC
38959 | Permanently Closed | 1989-10-01 | 1981-01-01 | 1989-10-01 | Petroleum | Unleaded gasoline | Unleaded gasoline |  | Steel | Steel |  | Painted or None | Steel |  | 1901-01-01 | [15 empty] | UST Currently In Use: 0; UST Temp Close: 0; AST Currently In Use: 0; AST Temp Closed: 0 | 0 | 0 | 1 | 16430-073-003983 | CLIFFORD DUNN
38960 | Permanently Closed | 1997-01-01 | 1985-01-01 | 1997-09-30 | Petroleum | Unleaded gasoline | Unleaded gasoline |  | Steel | Steel |  |  |  |  | 1901-01-01 | [15 empty] | UST Currently In Use: 0; UST Temp Close: 0; AST Currently In Use: 0; AST Temp Closed: 0 | 0 | 0 | 5 | 16431-021-014325 | BARTLEY GILES
38961 | Permanently Closed | 1997-01-01 | 1985-01-01 | 1997-09-30 | Petroleum | Unleaded gasoline | Unleaded gasoline |  | Steel | Steel |  |  |  |  | 1901-01-01 | [15 empty] | UST Currently In Use: 0; UST Temp Close: 0; AST Currently In Use: 0; AST Temp Closed: 0 | 0 | 0 | 5 | 16431-021-014325 | BARTLEY GILES
38962 | Permanently Closed | 1995-09-30 | 1985-01-01 | 1997-09-30 | Petroleum | Unleaded gasoline | Unleaded gasoline |  | Steel | Steel |  |  |  |  | 1901-01-01 | [15 empty] | UST Currently In Use: 0; UST Temp Close: 0; AST Currently In Use: 0; AST Temp Closed: 0 | 0 | 0 | 5 | 16431-021-014325 | BARTLEY GILES
38963 | Permanently Closed | 1997-01-01 | 1985-01-01 | 1997-09-30 | Petroleum | Unleaded gasoline | Unleaded gasoline |  | Steel | Steel |  |  |  |  | 1901-01-01 | [15 empty] | UST Currently In Use: 0; UST Temp Close: 0; AST Currently In Use: 0; AST Temp Closed: 0 | 0 | 0 | 5 | 16431-021-014325 | BARTLEY GILES
38964 | Permanently Closed | 1997-01-01 | 1985-01-01 | 1997-09-30 | Petroleum | On road diesel | On road diesel |  | Steel | Steel |  |  |  |  | 1901-01-01 | [15 empty] | UST Currently In Use: 0; UST Temp Close: 0; AST Currently In Use: 0; AST Temp Closed: 0 | 0 | 0 | 5 | 16431-021-014325 | BARTLEY GILES
38965 | Retired | 1988-08-08 | 1988-01-01 |  | Petroleum | Unleaded gasoline | Unleaded gasoline |  | Steel | Steel | Coated & cathodic protection (sti-P3) |  | Fiberglass reinforced plastic |  | 1901-01-01 | [15 empty] | UST Currently In Use: 0; UST Temp Close: 0; AST Currently In Use: 0; AST Temp Closed: 0 | 0 | 0 | 0 | 20313-063-014326 | JIM AND MARTHA ISAAC
38966 | Retired | 1988-08-08 | 1988-01-01 |  | Petroleum | Unleaded gasoline | Unleaded gasoline |  | Steel | Steel | Coated & cathodic protection (sti-P3) |  | Fiberglass reinforced plastic |  | 1901-01-01 | [15 empty] | UST Currently In Use: 0; UST Temp Close: 0; AST Currently In Use: 0; AST Temp Closed: 0 | 0 | 0 | 0 | 20313-063-014326 | JIM AND MARTHA ISAAC
38967 | Permanently Closed | 1996-03-01 | 1974-01-01 | 1996-03-27 | Petroleum | Unleaded gasoline | Unleaded gasoline |  | Steel | Steel |  | Painted or None | Steel |  | 1901-01-01 | [12 empty] | Annual line testing | Annual line testing |  | UST Currently In Use: 3; UST Temp Close: 0; AST Currently In Use: 0; AST Temp Closed: 0 | 3 | 0 | 5 | 21099-115-014327 | BHARAT PATEL
38968 | Permanently Closed | 1996-03-01 | 1974-01-01 | 1996-03-27 | Petroleum | Unleaded gasoline | Unleaded gasoline |  | Steel | Steel |  | Painted or None | Steel |  | 1901-01-01 | [12 empty] | Annual line testing | Annual line testing |  | UST Currently In Use: 3; UST Temp Close: 0; AST Currently In Use: 0; AST Temp Closed: 0 | 3 | 0 | 5 | 21099-115-014327 | BHARAT PATEL
38969 | Permanently Closed | 1996-03-01 | 1974-01-01 | 1996-03-27 | Petroleum | On road diesel | On road diesel |  | Steel | Steel |  | Painted or None | Steel |  | 1901-01-01 | [12 empty] | Annual line testing | Annual line testing |  | UST Currently In Use: 3; UST Temp Close: 0; AST Currently In Use: 0; AST Temp Closed: 0 | 3 | 0 | 5 | 21099-115-014327 | BHARAT PATEL
38970 | Permanently Closed | 1996-03-01 | 1974-01-01 | 1996-03-27 | Petroleum | On road diesel | On road diesel |  | Steel | Steel |  | Painted or None | Steel |  | 1901-01-01 | [12 empty] | Annual line testing | Annual line testing |  | UST Currently In Use: 3; UST Temp Close: 0; AST Currently In Use: 0; AST Temp Closed: 0 | 3 | 0 | 5 | 21099-115-014327 | BHARAT PATEL
38971 | Permanently Closed | 1996-03-01 | 1974-01-01 | 1996-03-27 | Petroleum | Unleaded gasoline | Unleaded gasoline |  | Steel | Steel |  | Painted or None | Steel |  | 1901-01-01 | [12 empty] | Annual line testing | Annual line testing |  | UST Currently In Use: 3; UST Temp Close: 0; AST Currently In Use: 0; AST Temp Closed: 0 | 3 | 0 | 5 | 21099-115-014327 | BHARAT PATEL
38972 | Permanently Closed | 1990-01-01 | 1969-01-01 | 1990-01-01 | Petroleum | Unleaded gasoline | Unleaded gasoline |  | Steel | Steel |  |  | Steel |  | 1901-01-01 | [15 empty] | UST Currently In Use: 0; UST Temp Close: 0; AST Currently In Use: 0; AST Temp Closed: 0 | 0 | 0 | 2 | 16434-097-014328 | NORMAN J GODBOLD
38973 | Permanently Closed | 1990-01-01 | 1969-01-01 | 1990-01-01 | Petroleum | Unleaded gasoline | Unleaded gasoline |  | Steel | Steel |  |  | Steel |  | 1901-01-01 | [15 empty] | UST Currently In Use: 0; UST Temp Close: 0; AST Currently In Use: 0; AST Temp Closed: 0 | 0 | 0 | 2 | 16434-097-014328 | NORMAN J GODBOLD
38976 | Permanently Closed | 1991-06-21 | 1979-01-01 | 1991-06-21 | Petroleum | Unleaded gasoline | Unleaded gasoline |  | Steel | Steel |  |  | Steel |  | 1901-01-01 | [15 empty] | UST Currently In Use: 0; UST Temp Close: 0; AST Currently In Use: 0; AST Temp Closed: 0 | 0 | 0 | 2 | 16436-105-014329 | J F SUTTLE CO
38977 | Permanently Closed | 1991-06-21 | 1979-01-01 | 1991-06-21 | Petroleum | Unleaded gasoline | Unleaded gasoline |  | Steel | Steel |  |  | Steel |  | 1901-01-01 | [15 empty] | UST Currently In Use: 0; UST Temp Close: 0; AST Currently In Use: 0; AST Temp Closed: 0 | 0 | 0 | 2 | 16436-105-014329 | J F SUTTLE CO
38978 | Permanently Closed | 1994-08-01 | 1972-01-01 | 1994-10-24 | Petroleum | Unleaded gasoline | Unleaded gasoline |  | Steel | Steel |  | Painted or None | Steel |  | 1901-01-01 | [12 empty] | Annual line testing | Annual line testing |  | UST Currently In Use: 0; UST Temp Close: 4; AST Currently In Use: 0; AST Temp Closed: 0 | 0 | 4 | 2 | 23546-009-006684 | BAYVIEW FINANCIAL LOAN, LLC
38979 | Permanently Closed | 1994-08-01 | 1972-01-01 | 1994-10-24 | Petroleum | Unleaded gasoline | Unleaded gasoline |  | Steel | Steel |  | Painted or None | Steel |  | 1901-01-01 | [12 empty] | Annual line testing | Annual line testing |  | UST Currently In Use: 0; UST Temp Close: 4; AST Currently In Use: 0; AST Temp Closed: 0 | 0 | 4 | 2 | 23546-009-006684 | BAYVIEW FINANCIAL LOAN, LLC
38980 |  | 1901-01-01 | 1972-01-01 |  | Petroleum | On road diesel | On road diesel |  | Steel, MANIFOLDED | Steel |  | Painted or None | Steel |  | 1901-01-01 | [6 empty] | Statistical Inventory Reconciliation (SIR) | [8 empty] | UST Currently In Use: 0; UST Temp Close: 4; AST Currently In Use: 0; AST Temp Closed: 0 | 0 | 4 | 2 | 23546-009-006684 | BAYVIEW FINANCIAL LOAN, LLC
38982 | Permanently Closed | 1990-09-19 | 1987-01-01 | 1990-09-19 | Petroleum | Unleaded gasoline | Unleaded gasoline | State/federal government | Steel | Steel | Coated & cathodic protection (sti-P3) |  | Fiberglass reinforced plastic |  | 1901-01-01 | [15 empty] | UST Currently In Use: 0; UST Temp Close: 0; AST Currently In Use: 0; AST Temp Closed: 0 | 0 | 0 | 1 | 16439-003-014351 | STATE OF ALABAMA FORESTRY COMMISSION
38983 | Currently in Use |  | 1974-01-01 |  | Petroleum | Unleaded gasoline | Unleaded gasoline | Retail | Single Wall, Steel | Steel | Field installed cathodic protection |  | Double Wall, Flexible |  |  |  | Catchment Basin, Single walled catchment basin | Automatic shutoff device At 95% full, Flow Rest 90% Full | Flow Rest 90% Full |  |  | Continuous Automatic Tank Gauge |  | Automatic flow restrictor (MLLD) | Automatic flow restrictor (MLLD) |  |  | Annual line testing | Annual line testing |  | UST Currently In Use: 3; UST Temp Close: 0; AST Currently In Use: 1; AST Temp Closed: 0 | 3 | 0 | 0 | 16440-095-014352 | SPACE AGE SERVICE STATION
38984 | Currently in Use |  | 1974-01-01 |  | Petroleum | Premium gasoline | Premium gasoline | Retail | Single Wall, Steel | Steel | Field installed cathodic protection |  | Double Wall, Flexible |  |  |  | Catchment Basin, Single walled catchment basin | Automatic shutoff device At 95% full, Flow Rest 90% Full | Flow Rest 90% Full |  |  | Continuous Automatic Tank Gauge |  | Automatic flow restrictor (MLLD) | Automatic flow restrictor (MLLD) |  |  | Annual line testing | Annual line testing |  | UST Currently In Use: 3; UST Temp Close: 0; AST Currently In Use: 1; AST Temp Closed: 0 | 3 | 0 | 0 | 16440-095-014352 | SPACE AGE SERVICE STATION
38985 | Currently in Use |  | 1988-01-01 |  | Petroleum | On road diesel | On road diesel | Retail | Single Wall, Steel | Steel | Coated & cathodic protection (sti-P3), Field installed cathodic protection |  | Double Wall, Flexible |  |  |  | Catchment Basin, Single walled catchment basin | Flow Rest 90% Full | Flow Rest 90% Full |  |  | Continuous Automatic Tank Gauge |  | Automatic flow restrictor (MLLD) | Automatic flow restrictor (MLLD) |  |  | Annual line testing | Annual line testing |  | UST Currently In Use: 3; UST Temp Close: 0; AST Currently In Use: 1; AST Temp Closed: 0 | 3 | 0 | 0 | 16440-095-014352 | SPACE AGE SERVICE STATION
38987 | Permanently Closed | 2011-07-28 | 1971-01-01 | 2011-07-28 | Petroleum | Unleaded gasoline | Unleaded gasoline | Retail | Steel | Steel | Field installed cathodic protection |  | Steel |  |  | Field installed cathodic protection | Catchment Basin, Single walled catchment basin | Flow Rest 90% Full | Flow Rest 90% Full |  |  | Continuous Automatic Tank Gauge |  | Automatic shutoff device (AELLD) | Automatic shutoff device (AELLD) | [5 empty] | UST Currently In Use: 0; UST Temp Close: 0; AST Currently In Use: 0; AST Temp Closed: 0 | 0 | 0 | 4 | 12740-043-008991 | JET PEP INC.
38989 | Permanently Closed | 2011-07-28 | 1971-01-01 | 2011-07-28 | Petroleum | On road diesel | On road diesel | Retail | Steel | Steel | Field installed cathodic protection |  | Steel |  |  | Field installed cathodic protection | Catchment Basin, Single walled catchment basin | Flow Rest 90% Full | Flow Rest 90% Full |  |  | Continuous Automatic Tank Gauge | [8 empty] | UST Currently In Use: 0; UST Temp Close: 0; AST Currently In Use: 0; AST Temp Closed: 0 | 0 | 0 | 4 | 12740-043-008991 | JET PEP INC.
38990 | Permanently Closed | 2011-07-28 | 1976-01-01 | 2011-07-28 | Petroleum | Premium gasoline | Premium gasoline | Retail | Steel | Steel | Field installed cathodic protection |  | Steel |  |  | Field installed cathodic protection | Catchment Basin, Single walled catchment basin | Flow Rest 90% Full | Flow Rest 90% Full |  |  | Continuous Automatic Tank Gauge |  | Automatic shutoff device (AELLD) | Automatic shutoff device (AELLD) | [5 empty] | UST Currently In Use: 0; UST Temp Close: 0; AST Currently In Use: 0; AST Temp Closed: 0 | 0 | 0 | 4 | 12740-043-008991 | JET PEP INC.
38991 | Permanently Closed | 1990-06-01 | 1969-01-01 | 1990-06-01 | Petroleum | Unleaded gasoline | Unleaded gasoline |  | Steel | Steel |  | Painted or None | Steel |  | 1901-01-01 | [15 empty] | UST Currently In Use: 0; UST Temp Close: 0; AST Currently In Use: 0; AST Temp Closed: 0 | 0 | 0 | 3 | 16442-103-014333 | ROBERT H LIVINGSTON
38992 | Permanently Closed | 1990-06-01 | 1969-01-01 | 1990-06-01 | Petroleum | Unleaded gasoline | Unleaded gasoline |  | Steel | Steel |  | Painted or None | Steel |  | 1901-01-01 | [15 empty] | UST Currently In Use: 0; UST Temp Close: 0; AST Currently In Use: 0; AST Temp Closed: 0 | 0 | 0 | 3 | 16442-103-014333 | ROBERT H LIVINGSTON
38993 | Permanently Closed | 1990-06-01 | 1969-01-01 | 1990-06-01 | Petroleum | On road diesel | On road diesel |  | Steel | Steel |  | Painted or None | Steel |  | 1901-01-01 | [15 empty] | UST Currently In Use: 0; UST Temp Close: 0; AST Currently In Use: 0; AST Temp Closed: 0 | 0 | 0 | 3 | 16442-103-014333 | ROBERT H LIVINGSTON
38994 | Permanently Closed | 1997-12-15 | 1980-01-01 | 1997-12-15 | Petroleum | Unleaded gasoline | Unleaded gasoline | Retail | Steel | Steel |  | Painted or None | Steel |  | 1901-01-01 | [12 empty] | Annual line testing | Annual line testing |  | UST Currently In Use: 0; UST Temp Close: 0; AST Currently In Use: 0; AST Temp Closed: 0 | 0 | 0 | 2 | 16444-073-005581 | JERRY AND SYLVIA JOHNSON
38995 | Permanently Closed | 1997-12-15 | 1980-01-01 | 1997-12-15 | Petroleum | Unleaded gasoline | Unleaded gasoline | Retail | Steel | Steel |  | Painted or None | Steel |  | 1901-01-01 | [12 empty] | Annual line testing | Annual line testing |  | UST Currently In Use: 0; UST Temp Close: 0; AST Currently In Use: 0; AST Temp Closed: 0 | 0 | 0 | 2 | 16444-073-005581 | JERRY AND SYLVIA JOHNSON
38996 | Permanently Closed | 1995-01-01 | 1980-01-01 | 1996-08-21 | Petroleum | Unleaded gasoline | Unleaded gasoline | Retail | Steel | Steel |  | Painted or None | Steel |  | 1901-01-01 | [12 empty] | Annual line testing | Annual line testing |  | UST Currently In Use: 0; UST Temp Close: 0; AST Currently In Use: 0; AST Temp Closed: 0 | 0 | 0 | 2 | 20099-073-005571 | DONALD KNIGHT
38997 | Permanently Closed | 1995-01-01 | 1980-01-01 | 1996-08-21 | Petroleum | Unleaded gasoline | Unleaded gasoline | Retail | Steel | Steel |  | Painted or None | Steel |  | 1901-01-01 | [12 empty] | Annual line testing | Annual line testing |  | UST Currently In Use: 0; UST Temp Close: 0; AST Currently In Use: 0; AST Temp Closed: 0 | 0 | 0 | 2 | 20099-073-005571 | DONALD KNIGHT
38998 | Permanently Closed | 2017-12-06 | 1986-02-17 | 2017-11-02 | Petroleum | Unleaded gasoline | Unleaded gasoline | Local Government, Retail | Steel | Steel | Field installed cathodic protection |  | Steel |  | 1901-01-01 | Field installed cathodic protection | Catchment Basin, Single walled catchment basin | Automatic shutoff device At 95% full | Automatic shutoff device At 95% full |  |  | Statistical Inventory Reconciliation (SIR) | [8 empty] | UST Currently In Use: 0; UST Temp Close: 0; AST Currently In Use: 0; AST Temp Closed: 0 | 0 | 0 | 2 | 25140-103-011276 | TOWN OF EVA
38999 | Permanently Closed | 2017-12-06 | 1986-02-17 | 2017-11-02 | Petroleum | Premium gasoline | Premium gasoline | Local Government, Retail | Steel | Steel | Field installed cathodic protection |  | Steel |  | 1901-01-01 | Field installed cathodic protection | Catchment Basin, Single walled catchment basin | Automatic shutoff device At 95% full | Automatic shutoff device At 95% full |  |  | Statistical Inventory Reconciliation (SIR) | [8 empty] | UST Currently In Use: 0; UST Temp Close: 0; AST Currently In Use: 0; AST Temp Closed: 0 | 0 | 0 | 2 | 25140-103-011276 | TOWN OF EVA
39000 | Permanently Closed | 1988-08-08 | 1978-01-01 | 2005-03-09 | Petroleum | Unleaded gasoline | Unleaded gasoline |  | Steel | Steel |  | Painted or None | Steel |  | 1901-01-01 | [15 empty] | UST Currently In Use: 0; UST Temp Close: 0; AST Currently In Use: 0; AST Temp Closed: 0 | 0 | 0 | 3 | 16447-055-005598 | KENNETH & ALICE OTT
39001 | Permanently Closed | 1988-08-08 | 1978-01-01 | 2005-03-09 | Petroleum | Unleaded gasoline | Unleaded gasoline |  | Steel | Steel |  | Painted or None | Steel |  | 1901-01-01 | [15 empty] | UST Currently In Use: 0; UST Temp Close: 0; AST Currently In Use: 0; AST Temp Closed: 0 | 0 | 0 | 3 | 16447-055-005598 | KENNETH & ALICE OTT
39002 | Permanently Closed | 1988-08-08 | 1978-01-01 | 2005-03-09 | Petroleum | Unleaded gasoline | Unleaded gasoline |  | Steel | Steel |  | Painted or None | Steel |  | 1901-01-01 | [15 empty] | UST Currently In Use: 0; UST Temp Close: 0; AST Currently In Use: 0; AST Temp Closed: 0 | 0 | 0 | 3 | 16447-055-005598 | KENNETH & ALICE OTT
39003 | Temporary Closed | 2015-06-30 | 1980-06-01 |  | Petroleum | Unleaded gasoline | Unleaded gasoline | Retail | Steel | Steel | Field installed cathodic protection |  | Steel |  | 1901-01-01 | Field installed cathodic protection | Catchment Basin, Single walled catchment basin | Automatic shutoff device At 95% full | Automatic shutoff device At 95% full |  |  | Statistical Inventory Reconciliation (SIR) | [8 empty] | UST Currently In Use: 0; UST Temp Close: 2; AST Currently In Use: 0; AST Temp Closed: 0 | 0 | 2 | 0 | 16448-073-005556 | JIMMY ADKINS
39004 | Temporary Closed | 2015-06-30 | 1980-06-01 |  | Petroleum | Unleaded gasoline | Unleaded gasoline | Retail | Steel | Steel | Field installed cathodic protection |  | Steel |  | 1901-01-01 | Field installed cathodic protection | Catchment Basin, Single walled catchment basin | Automatic shutoff device At 95% full | Automatic shutoff device At 95% full |  |  | Statistical Inventory Reconciliation (SIR) | [8 empty] | UST Currently In Use: 0; UST Temp Close: 2; AST Currently In Use: 0; AST Temp Closed: 0 | 0 | 2 | 0 | 16448-073-005556 | JIMMY ADKINS
39005 | Permanently Closed | 1996-04-04 | 1975-01-01 | 1996-04-09 | Petroleum | Unleaded gasoline | Unleaded gasoline | Industrial | Steel | Steel | Coated & cathodic protection (sti-P3) |  | Steel |  | 1901-01-01 | [15 empty] | UST Currently In Use: 0; UST Temp Close: 0; AST Currently In Use: 0; AST Temp Closed: 0 | 0 | 0 | 2 | 16450-073-014137 | AMERICAN PIPE & SUPPLY CO INC
39006 | Permanently Closed | 1985-04-03 | 1977-01-01 | 1996-04-09 | Petroleum | On road diesel | On road diesel |  | Steel | Steel | Coated & cathodic protection (sti-P3) |  | Steel |  | 1901-01-01 | [15 empty] | UST Currently In Use: 0; UST Temp Close: 0; AST Currently In Use: 0; AST Temp Closed: 0 | 0 | 0 | 2 | 16450-073-014137 | AMERICAN PIPE & SUPPLY CO INC
39007 | Permanently Closed | 2013-05-30 | 1975-01-01 | 2013-05-03 | Petroleum | Unleaded gasoline | Unleaded gasoline | Retail | Single Wall, Steel | Steel | Field installed cathodic protection |  | Single Wall, Steel |  |  | Field installed cathodic protection | Catchment Basin, Single walled catchment basin | Automatic shutoff device At 95% full | Automatic shutoff device At 95% full |  |  | Continuous Automatic Tank Gauge | [8 empty] | UST Currently In Use: 0; UST Temp Close: 0; AST Currently In Use: 0; AST Temp Closed: 0 | 0 | 0 | 2 | 15420-019-003289 | MAPCO EXPRESS, LLC
39008 | Permanently Closed | 2013-05-30 | 1975-01-01 | 2013-05-03 | Petroleum | On road diesel | On road diesel | Retail | Single Wall, Steel | Steel | Field installed cathodic protection |  | Single Wall, Steel |  |  | Field installed cathodic protection | Catchment Basin, Single walled catchment basin | Automatic shutoff device At 95% full | Automatic shutoff device At 95% full |  |  | Continuous Automatic Tank Gauge | [8 empty] | UST Currently In Use: 0; UST Temp Close: 0; AST Currently In Use: 0; AST Temp Closed: 0 | 0 | 0 | 2 | 15420-019-003289 | MAPCO EXPRESS, LLC
39009 | Currently in Use |  | 1988-01-01 |  | Petroleum | Mid-grade gasoline | Mid-grade gasoline | Retail | Steel | Steel | Coated & cathodic protection (sti-P3) |  | Flexible |  |  |  | Catchment Basin, Single walled catchment basin | Automatic shutoff device At 95% full | Automatic shutoff device At 95% full |  |  | Continuous Automatic Tank Gauge | [8 empty] | UST Currently In Use: 1; UST Temp Close: 0; AST Currently In Use: 0; AST Temp Closed: 0 | 1 | 0 | 0 | 16452-051-014141 | WILLCUTT FAMILY INVESTMENTS
39010 | Currently in Use |  | 1986-01-01 |  | Petroleum | Unleaded gasoline | Unleaded gasoline | Retail | Steel | Steel | Coated & cathodic protection (sti-P3), Field installed cathodic protection |  | Steel |  | 1901-01-01 | Field installed cathodic protection | Catchment Basin, Single walled catchment basin | Flow Rest 90% Full | Flow Rest 90% Full |  |  | Continuous Automatic Tank Gauge |  | Automatic flow restrictor (MLLD) | Automatic flow restrictor (MLLD) |  |  | Annual line testing | Annual line testing |  | UST Currently In Use: 2; UST Temp Close: 1; AST Currently In Use: 0; AST Temp Closed: 0 | 2 | 1 | 0 | 24948-123-010449 | BINA PATEL
39011 | Temporary Closed | 2017-01-01 | 1986-01-01 |  | Petroleum | Unleaded gasoline | Unleaded gasoline | Retail | Steel | Steel | Coated & cathodic protection (sti-P3), Field installed cathodic protection |  | Steel |  | 1901-01-01 | Field installed cathodic protection | Catchment Basin, Single walled catchment basin | Flow Rest 90% Full | Flow Rest 90% Full |  |  | Continuous Automatic Tank Gauge |  | Automatic shutoff device (AELLD) | Automatic shutoff device (AELLD) | [5 empty] | UST Currently In Use: 2; UST Temp Close: 1; AST Currently In Use: 0; AST Temp Closed: 0 | 2 | 1 | 0 | 24948-123-010449 | BINA PATEL
39012 | Currently in Use |  | 1986-01-01 |  | Petroleum | On road diesel | On road diesel | Retail | Steel | Steel | Coated & cathodic protection (sti-P3), Field installed cathodic protection |  | Steel |  | 1901-01-01 | Field installed cathodic protection | Catchment Basin, Single walled catchment basin | Flow Rest 90% Full | Flow Rest 90% Full |  |  | Continuous Automatic Tank Gauge |  | Automatic flow restrictor (MLLD) | Automatic flow restrictor (MLLD) |  |  | Annual line testing | Annual line testing |  | UST Currently In Use: 2; UST Temp Close: 1; AST Currently In Use: 0; AST Temp Closed: 0 | 2 | 1 | 0 | 24948-123-010449 | BINA PATEL
39013 |  | 2001-04-18 | 1980-01-01 |  | Petroleum | Unleaded gasoline | Unleaded gasoline | [7 empty] | 1901-01-01 | [15 empty] | UST Currently In Use: 0; UST Temp Close: 0; AST Currently In Use: 0; AST Temp Closed: 0 | 0 | 0 | 0 | 16454-051-014142 | DEVAUGHN FARM CENTER
39014 |  | 2001-04-18 | 1980-01-01 |  | Petroleum | Unleaded gasoline | Unleaded gasoline | [7 empty] | 1901-01-01 | [15 empty] | UST Currently In Use: 0; UST Temp Close: 0; AST Currently In Use: 0; AST Temp Closed: 0 | 0 | 0 | 0 | 16454-051-014142 | DEVAUGHN FARM CENTER
39015 | Permanently Closed | 1992-03-31 | 1974-01-01 | 1992-03-31 | Petroleum | Unleaded gasoline | Unleaded gasoline |  | Steel | Steel |  | Painted or None |  |  | 1901-01-01 | [15 empty] | UST Currently In Use: 0; UST Temp Close: 0; AST Currently In Use: 0; AST Temp Closed: 0 | 0 | 0 | 1 | 16455-101-014145 | ADVERTISER CO
39016 | Currently in Use |  | 1990-06-29 |  | Petroleum | Aviation fuel (JP-4; etc.) | Aviation fuel (JP-4; etc.) | Local government | Single Wall, Steel | Steel | Field installed cathodic protection |  | Single Wall, Steel, ABOVE GRND |  |  | Field installed cathodic protection | Catchment Basin, Single walled catchment basin | Automatic shutoff device At 95% full | Automatic shutoff device At 95% full |  |  | Continuous Automatic Tank Gauge |  | Other, ABOVE GRD | Other |  |  | Other, ABOVE GRD | Other |  | UST Currently In Use: 2; UST Temp Close: 0; AST Currently In Use: 0; AST Temp Closed: 0 | 2 | 0 | 0 | 16457-133-014147 | CITY OF HALEYVILLE
39017 | Currently in Use |  | 1990-06-29 |  | Petroleum | Other, JET-A | Other | Local government | Single Wall, Steel | Steel | Field installed cathodic protection |  | Single Wall, Steel, ABOVE GRND |  |  | Field installed cathodic protection | Catchment Basin, Single walled catchment basin | Flow Rest 90% Full | Flow Rest 90% Full |  |  | Continuous Automatic Tank Gauge |  | Other, ABOVE GRD | Other |  |  | Other, ABOVE GRD | Other |  | UST Currently In Use: 2; UST Temp Close: 0; AST Currently In Use: 0; AST Temp Closed: 0 | 2 | 0 | 0 | 16457-133-014147 | CITY OF HALEYVILLE
39018 | Retired | 1985-05-01 | 1980-01-01 |  | Petroleum | Kerosene | Kerosene |  | Steel | Steel |  |  |  |  | 1901-01-01 | [15 empty] | UST Currently In Use: 0; UST Temp Close: 0; AST Currently In Use: 0; AST Temp Closed: 0 | 0 | 0 | 0 | 16458-133-014148 | CHRYSLER DIVERSIFIED CREDIT INC
39019 | Retired | 1985-05-01 | 1980-01-01 |  | Petroleum | Kerosene | Kerosene | [7 empty] | 1901-01-01 | [15 empty] | UST Currently In Use: 0; UST Temp Close: 0; AST Currently In Use: 0; AST Temp Closed: 0 | 0 | 0 | 0 | 16458-133-014148 | CHRYSLER DIVERSIFIED CREDIT INC
39020 | Permanently Closed | 2004-01-29 | 1970-04-01 | 2005-04-30 | Petroleum | Unleaded gasoline | Unleaded gasoline | Retail | Steel | Steel | Field installed cathodic protection |  | Steel |  | 1901-01-01 | Field installed cathodic protection | Catchment Basin, Single walled catchment basin | Automatic shutoff device At 95% full | Automatic shutoff device At 95% full | [11 empty] | UST Currently In Use: 0; UST Temp Close: 0; AST Currently In Use: 0; AST Temp Closed: 0 | 0 | 0 | 2 | 20388-073-005582 | VISSANEE PARKER
39021 | Permanently Closed | 2004-01-29 | 1978-01-01 | 2005-04-30 | Petroleum | Unleaded gasoline | Unleaded gasoline | Retail | Steel | Steel | Field installed cathodic protection |  | Steel |  | 1901-01-01 | Field installed cathodic protection | Catchment Basin, Single walled catchment basin | Automatic shutoff device At 95% full | Automatic shutoff device At 95% full | [11 empty] | UST Currently In Use: 0; UST Temp Close: 0; AST Currently In Use: 0; AST Temp Closed: 0 | 0 | 0 | 2 | 20388-073-005582 | VISSANEE PARKER
39022 | Permanently Closed | 1994-01-03 | 1973-01-01 | 1995-04-04 | Petroleum | Unleaded gasoline | Unleaded gasoline |  | Steel | Steel |  | Painted or None | Steel |  | 1901-01-01 | [15 empty] | UST Currently In Use: 0; UST Temp Close: 0; AST Currently In Use: 0; AST Temp Closed: 0 | 0 | 0 | 3 | 14007-073-005573 | RAJNIKANT R PATEL
39023 | Permanently Closed | 1994-01-04 | 1973-01-01 | 1995-04-04 | Petroleum | Unleaded gasoline | Unleaded gasoline |  | Steel | Steel |  | Painted or None | Steel |  | 1901-01-01 | [15 empty] | UST Currently In Use: 0; UST Temp Close: 0; AST Currently In Use: 0; AST Temp Closed: 0 | 0 | 0 | 3 | 14007-073-005573 | RAJNIKANT R PATEL
39024 | Permanently Closed | 1994-01-04 | 1973-01-01 | 1995-04-04 | Petroleum | Unleaded gasoline | Unleaded gasoline |  | Steel | Steel |  | Painted or None | Steel |  | 1901-01-01 | [15 empty] | UST Currently In Use: 0; UST Temp Close: 0; AST Currently In Use: 0; AST Temp Closed: 0 | 0 | 0 | 3 | 14007-073-005573 | RAJNIKANT R PATEL
39025 | Currently in Use |  | 1973-01-01 |  | Petroleum | Unleaded gasoline | Unleaded gasoline | Retail | Steel | Steel | Field installed cathodic protection |  | Double Wall, Fiberglass reinforced plastic |  | 2010-08-05 |  | Catchment Basin, Single walled catchment basin | Automatic shutoff device At 95% full | Automatic shutoff device At 95% full |  |  | Continuous Automatic Tank Gauge |  | Automatic shutoff device (AELLD), Containment Sump | Containment Sump | Interstitial Monitoring within Secondary Containment | SENSOR TO ATG | Continuous alarm system, Other, REQUIRED | Other |  | UST Currently In Use: 2; UST Temp Close: 0; AST Currently In Use: 0; AST Temp Closed: 0 | 2 | 0 | 0 | 20754-073-005606 | MADYAN MANSOOB
39026 | Currently in Use |  | 1973-01-01 |  | Petroleum | Premium gasoline | Premium gasoline | Retail | Steel | Steel | Field installed cathodic protection |  | Double Wall, Fiberglass reinforced plastic |  | 2010-08-05 |  | Catchment Basin, Single walled catchment basin | Flow Rest 90% Full | Flow Rest 90% Full |  |  | Continuous Automatic Tank Gauge |  | Automatic shutoff device (AELLD), Containment Sump | Containment Sump | Interstitial Monitoring within Secondary Containment | SENSOR TO ATG | Continuous alarm system, Other, REQUIRED | Other |  | UST Currently In Use: 2; UST Temp Close: 0; AST Currently In Use: 0; AST Temp Closed: 0 | 2 | 0 | 0 | 20754-073-005606 | MADYAN MANSOOB
39027 | Currently in Use |  | 1983-03-08 |  | Petroleum | Unleaded gasoline | Unleaded gasoline | Retail | Single Wall, Steel | Steel | Field installed cathodic protection |  | Single Wall, Steel |  |  | Field installed cathodic protection | Catchment Basin, Single walled catchment basin | Flow Rest 90% Full | Flow Rest 90% Full |  |  | Continuous Automatic Tank Gauge | [8 empty] | UST Currently In Use: 1; UST Temp Close: 1; AST Currently In Use: 0; AST Temp Closed: 0 | 1 | 1 | 0 | 24053-115-005586 | KAKA JEE INC.
39028 | Temporary Closed | 2019-06-01 | 1983-03-08 |  | Petroleum | On road diesel | On road diesel | Retail | Single Wall, Steel | Steel | Field installed cathodic protection |  | Single Wall, Steel |  |  | Field installed cathodic protection | Catchment Basin, Single walled catchment basin | Automatic shutoff device At 95% full | Automatic shutoff device At 95% full |  |  | Continuous Automatic Tank Gauge, Statistical Inventory Reconciliation (SIR) | [8 empty] | UST Currently In Use: 1; UST Temp Close: 1; AST Currently In Use: 0; AST Temp Closed: 0 | 1 | 1 | 0 | 24053-115-005586 | KAKA JEE INC.
39029 | Permanently Closed | 1997-01-23 | 1973-01-01 | 1997-01-23 | Petroleum | On road diesel | On road diesel |  | Steel | Steel |  | Painted or None | Steel |  | 1901-01-01 | [6 empty] | Statistical Inventory Reconciliation (SIR) | [8 empty] | UST Currently In Use: 0; UST Temp Close: 0; AST Currently In Use: 0; AST Temp Closed: 0 | 0 | 0 | 4 | 21158-015-005577 | SOLUTIA INC
39030 | Permanently Closed | 2000-10-01 | 1973-01-01 |  | Petroleum | Unleaded gasoline | Unleaded gasoline | Retail | Steel | Steel | Field installed cathodic protection | Painted or None | Steel |  | 1901-01-01 | Field installed cathodic protection | Catchment Basin, Single walled catchment basin | Automatic shutoff device At 95% full | Automatic shutoff device At 95% full |  |  | Statistical Inventory Reconciliation (SIR) | [5 empty] | Annual line testing | Annual line testing |  | UST Currently In Use: 0; UST Temp Close: 0; AST Currently In Use: 0; AST Temp Closed: 0 | 0 | 0 | 4 | 21158-015-005577 | SOLUTIA INC
39031 | Permanently Closed | 2000-10-01 | 1973-01-01 |  | Petroleum | Mid-grade gasoline | Mid-grade gasoline | Retail | Steel | Steel | Field installed cathodic protection | Painted or None | Steel |  | 1901-01-01 | Field installed cathodic protection | Catchment Basin, Single walled catchment basin | Automatic shutoff device At 95% full | Automatic shutoff device At 95% full |  |  | Statistical Inventory Reconciliation (SIR) | [5 empty] | Annual line testing | Annual line testing |  | UST Currently In Use: 0; UST Temp Close: 0; AST Currently In Use: 0; AST Temp Closed: 0 | 0 | 0 | 4 | 21158-015-005577 | SOLUTIA INC
39032 | Permanently Closed | 2000-10-01 | 1973-01-01 |  | Petroleum | Premium gasoline | Premium gasoline | Retail | Steel | Steel | Field installed cathodic protection | Painted or None | Steel |  | 1901-01-01 | Field installed cathodic protection | Catchment Basin, Single walled catchment basin | Automatic shutoff device At 95% full | Automatic shutoff device At 95% full |  |  | Statistical Inventory Reconciliation (SIR) | [5 empty] | Annual line testing | Annual line testing |  | UST Currently In Use: 0; UST Temp Close: 0; AST Currently In Use: 0; AST Temp Closed: 0 | 0 | 0 | 4 | 21158-015-005577 | SOLUTIA INC
39033 | Cannot Locate or abandoned | 1998-12-22 | 1984-01-01 |  | Petroleum | Unleaded gasoline | Unleaded gasoline |  | Steel | Steel |  | Painted or None | Steel |  | 1901-01-01 | [15 empty] | UST Currently In Use: 0; UST Temp Close: 0; AST Currently In Use: 0; AST Temp Closed: 0 | 0 | 0 | 0 | 16464-041-014335 | R E OLMSTEAD
39034 | Cannot Locate or abandoned | 1998-12-22 | 1984-01-01 |  | Petroleum | Unleaded gasoline | Unleaded gasoline |  | Steel | Steel |  | Painted or None | Steel |  | 1901-01-01 | [15 empty] | UST Currently In Use: 0; UST Temp Close: 0; AST Currently In Use: 0; AST Temp Closed: 0 | 0 | 0 | 0 | 16464-041-014335 | R E OLMSTEAD
39035 | Cannot Locate or abandoned | 1998-12-21 | 1981-01-01 |  | Petroleum | Unleaded gasoline | Unleaded gasoline |  | Steel | Steel |  | Painted or None | Steel |  | 1901-01-01 | [15 empty] | UST Currently In Use: 0; UST Temp Close: 0; AST Currently In Use: 0; AST Temp Closed: 0 | 0 | 0 | 0 | 16465-011-014338 | GRP INC
39036 | Cannot Locate or abandoned | 1998-12-21 | 1981-01-01 |  | Petroleum | Unleaded gasoline | Unleaded gasoline |  | Steel | Steel |  | Painted or None | Steel |  | 1901-01-01 | [15 empty] | UST Currently In Use: 0; UST Temp Close: 0; AST Currently In Use: 0; AST Temp Closed: 0 | 0 | 0 | 0 | 16465-011-014338 | GRP INC
39037 | Permanently Closed | 1998-12-21 | 1985-01-01 | 2005-04-18 | Petroleum | Unleaded gasoline | Unleaded gasoline |  | Steel | Steel |  | Painted or None | Steel |  | 1901-01-01 | [15 empty] | UST Currently In Use: 0; UST Temp Close: 0; AST Currently In Use: 0; AST Temp Closed: 0 | 0 | 0 | 3 | 16465-011-014339 | GRP INC
39038 | Permanently Closed | 1998-12-21 | 1985-01-01 | 2005-04-18 | Petroleum | Unleaded gasoline | Unleaded gasoline |  | Steel | Steel |  | Painted or None | Steel |  | 1901-01-01 | [15 empty] | UST Currently In Use: 0; UST Temp Close: 0; AST Currently In Use: 0; AST Temp Closed: 0 | 0 | 0 | 3 | 16465-011-014339 | GRP INC
39039 | Permanently Closed | 1998-12-21 | 1985-01-01 | 2005-04-18 | Petroleum | On road diesel | On road diesel |  | Steel | Steel |  | Painted or None | Steel |  | 1901-01-01 | [15 empty] | UST Currently In Use: 0; UST Temp Close: 0; AST Currently In Use: 0; AST Temp Closed: 0 | 0 | 0 | 3 | 16465-011-014339 | GRP INC
39040 | Currently in Use |  | 1985-01-01 |  | Petroleum | Unleaded gasoline | Unleaded gasoline | Retail | Steel | Steel | Coated & cathodic protection (sti-P3) |  | Fiberglass reinforced plastic |  |  | Other, FLXS ISOLA | Catchment Basin, Single walled catchment basin | Automatic shutoff device At 95% full | Automatic shutoff device At 95% full |  |  | Continuous Automatic Tank Gauge |  | Automatic flow restrictor (MLLD) | Automatic flow restrictor (MLLD) |  |  | Annual line testing | Annual line testing |  | UST Currently In Use: 3; UST Temp Close: 1; AST Currently In Use: 0; AST Temp Closed: 0 | 3 | 1 | 0 | 23923-011-014340 | LALDAS PATEL
39041 | Currently in Use |  | 1985-01-01 |  | Petroleum | Premium gasoline | Premium gasoline | Retail | Steel | Steel | Coated & cathodic protection (sti-P3) |  | Fiberglass reinforced plastic |  |  | Other, FLXS ISOLA | Catchment Basin, Single walled catchment basin | Automatic shutoff device At 95% full | Automatic shutoff device At 95% full |  |  | Continuous Automatic Tank Gauge |  | Automatic flow restrictor (MLLD) | Automatic flow restrictor (MLLD) |  |  | Annual line testing | Annual line testing |  | UST Currently In Use: 3; UST Temp Close: 1; AST Currently In Use: 0; AST Temp Closed: 0 | 3 | 1 | 0 | 23923-011-014340 | LALDAS PATEL
39042 | Temporary Closed | 2016-08-01 | 1985-01-01 |  | Petroleum | On road diesel | On road diesel | Retail | Steel | Steel | Coated & cathodic protection (sti-P3) |  | Fiberglass reinforced plastic |  |  | Other, FLXS ISOLA | Catchment Basin, Single walled catchment basin | Automatic shutoff device At 95% full | Automatic shutoff device At 95% full |  |  | Continuous Automatic Tank Gauge |  | Automatic flow restrictor (MLLD) | Automatic flow restrictor (MLLD) |  |  | Annual line testing | Annual line testing |  | UST Currently In Use: 3; UST Temp Close: 1; AST Currently In Use: 0; AST Temp Closed: 0 | 3 | 1 | 0 | 23923-011-014340 | LALDAS PATEL
39043 | Currently in Use |  | 1985-01-01 |  | Petroleum | On road diesel | On road diesel | Retail | Steel | Steel | Coated & cathodic protection (sti-P3) |  | Fiberglass reinforced plastic |  |  | Other, FLXS ISOLA | Catchment Basin, Single walled catchment basin | Automatic shutoff device At 95% full | Automatic shutoff device At 95% full |  |  | Continuous Automatic Tank Gauge |  | Automatic flow restrictor (MLLD) | Automatic flow restrictor (MLLD) |  |  | Annual line testing | Annual line testing |  | UST Currently In Use: 3; UST Temp Close: 1; AST Currently In Use: 0; AST Temp Closed: 0 | 3 | 1 | 0 | 23923-011-014340 | LALDAS PATEL
39044 | Cannot Locate or abandoned | 1998-12-21 | 1985-01-01 |  | Petroleum | Kerosene | Kerosene |  | Steel | Steel |  | Painted or None | Steel |  | 1901-01-01 | [15 empty] | UST Currently In Use: 0; UST Temp Close: 0; AST Currently In Use: 0; AST Temp Closed: 0 | 0 | 0 | 0 | 16465-011-014340 | GRP INC
39045 | Permanently Closed | 1998-12-21 | 1985-01-01 | 1999-12-15 | Petroleum | Unleaded gasoline | Unleaded gasoline |  | Steel | Steel |  | Painted or None | Steel |  | 1901-01-01 | [15 empty] | UST Currently In Use: 0; UST Temp Close: 0; AST Currently In Use: 0; AST Temp Closed: 0 | 0 | 0 | 3 | 16465-011-014341 | GRP INC
39046 | Permanently Closed | 1998-12-21 | 1979-01-01 | 1999-12-15 | Petroleum | Unleaded gasoline | Unleaded gasoline |  | Steel | Steel |  | Painted or None | Steel |  | 1901-01-01 | [15 empty] | UST Currently In Use: 0; UST Temp Close: 0; AST Currently In Use: 0; AST Temp Closed: 0 | 0 | 0 | 3 | 16465-011-014341 | GRP INC
39047 | Permanently Closed | 1998-12-21 | 1979-01-01 | 1999-12-15 | Petroleum | On road diesel | On road diesel |  | Steel | Steel |  | Painted or None | Steel |  | 1901-01-01 | [15 empty] | UST Currently In Use: 0; UST Temp Close: 0; AST Currently In Use: 0; AST Temp Closed: 0 | 0 | 0 | 3 | 16465-011-014341 | GRP INC
39048 | Permanently Closed | 1987-04-01 | 1985-01-01 | 2003-08-26 | Petroleum | Unleaded gasoline | Unleaded gasoline |  | Steel | Steel |  | Painted or None | Steel |  | 1901-01-01 | [15 empty] | UST Currently In Use: 0; UST Temp Close: 0; AST Currently In Use: 0; AST Temp Closed: 0 | 0 | 0 | 2 | 17258-011-014342 | CLARENCE SWIFT
39049 | Permanently Closed | 1987-04-01 | 1985-01-01 | 2003-08-26 | Petroleum | Unleaded gasoline | Unleaded gasoline |  | Steel | Steel |  | Painted or None | Steel |  | 1901-01-01 | [15 empty] | UST Currently In Use: 0; UST Temp Close: 0; AST Currently In Use: 0; AST Temp Closed: 0 | 0 | 0 | 2 | 17258-011-014342 | CLARENCE SWIFT
39050 | Permanently Closed | 1998-12-21 | 1985-01-01 | 1999-12-16 | Petroleum | Unleaded gasoline | Unleaded gasoline |  | Steel | Steel |  | Painted or None | Steel |  | 1901-01-01 | [15 empty] | UST Currently In Use: 0; UST Temp Close: 0; AST Currently In Use: 0; AST Temp Closed: 0 | 0 | 0 | 2 | 16465-109-014337 | GRP INC
39051 | Permanently Closed | 1998-12-21 | 1985-01-01 | 1999-12-16 | Petroleum | Unleaded gasoline | Unleaded gasoline |  | Steel | Steel |  | Painted or None | Steel |  | 1901-01-01 | [15 empty] | UST Currently In Use: 0; UST Temp Close: 0; AST Currently In Use: 0; AST Temp Closed: 0 | 0 | 0 | 2 | 16465-109-014337 | GRP INC
39052 | Temporary Closed | 2006-11-29 | 1987-01-01 |  | Petroleum | Unleaded gasoline | Unleaded gasoline | Retail | Steel | Steel | Coated & cathodic protection (sti-P3) |  | Fiberglass reinforced plastic |  |  |  | Catchment Basin, Single walled catchment basin | Automatic shutoff device At 95% full | Automatic shutoff device At 95% full |  |  | Statistical Inventory Reconciliation (SIR) | [8 empty] | UST Currently In Use: 0; UST Temp Close: 2; AST Currently In Use: 0; AST Temp Closed: 0 | 0 | 2 | 0 | 23204-123-014401 | MICHAEL CARTER
39053 | Temporary Closed | 2006-11-29 | 1987-01-01 |  | Petroleum | Premium gasoline | Premium gasoline | Retail | Steel | Steel | Coated & cathodic protection (sti-P3) |  | Fiberglass reinforced plastic |  |  |  | Catchment Basin, Single walled catchment basin | Automatic shutoff device At 95% full | Automatic shutoff device At 95% full |  |  | Statistical Inventory Reconciliation (SIR) | [8 empty] | UST Currently In Use: 0; UST Temp Close: 2; AST Currently In Use: 0; AST Temp Closed: 0 | 0 | 2 | 0 | 23204-123-014401 | MICHAEL CARTER
39054 | Cannot Locate or abandoned | 2002-04-25 | 1979-01-01 |  | Petroleum | Unleaded gasoline | Unleaded gasoline |  | Steel | Steel | Field installed cathodic protection |  | Steel |  | 1901-01-01 | Field installed cathodic protection | [14 empty] | UST Currently In Use: 0; UST Temp Close: 0; AST Currently In Use: 0; AST Temp Closed: 0 | 0 | 0 | 0 | 16467-123-002662 | WAYNE HUTCHERSON
39055 | Cannot Locate or abandoned | 2002-04-25 | 1973-01-01 |  | Petroleum | Unleaded gasoline | Unleaded gasoline |  | Steel | Steel | Field installed cathodic protection | Painted or None | Steel |  | 1901-01-01 | Field installed cathodic protection | [14 empty] | UST Currently In Use: 0; UST Temp Close: 0; AST Currently In Use: 0; AST Temp Closed: 0 | 0 | 0 | 0 | 16467-123-002662 | WAYNE HUTCHERSON
39056 | Cannot Locate or abandoned | 2002-04-25 | 1973-01-01 |  | Petroleum | Unleaded gasoline | Unleaded gasoline |  | Steel | Steel | Field installed cathodic protection |  | Steel |  | 1901-01-01 | Field installed cathodic protection | [14 empty] | UST Currently In Use: 0; UST Temp Close: 0; AST Currently In Use: 0; AST Temp Closed: 0 | 0 | 0 | 0 | 16467-123-002662 | WAYNE HUTCHERSON
39057 | Permanently Closed | 1992-10-01 | 1983-01-01 | 1993-02-18 | Petroleum | Unleaded gasoline | Unleaded gasoline | Retail | [6 empty] | 1901-01-01 | [15 empty] | UST Currently In Use: 0; UST Temp Close: 0; AST Currently In Use: 0; AST Temp Closed: 0 | 0 | 0 | 3 | 16468-037-014402 | PATRICIA FLOYD
39058 | Permanently Closed | 1992-10-01 | 1979-01-01 | 1993-02-18 | Petroleum | Unleaded gasoline | Unleaded gasoline | Retail | [6 empty] | 1901-01-01 | [15 empty] | UST Currently In Use: 0; UST Temp Close: 0; AST Currently In Use: 0; AST Temp Closed: 0 | 0 | 0 | 3 | 16468-037-014402 | PATRICIA FLOYD
39059 | Permanently Closed | 1992-10-01 | 1979-01-01 | 1993-02-18 | Petroleum | Unleaded gasoline | Unleaded gasoline | Retail | [6 empty] | 1901-01-01 | [15 empty] | UST Currently In Use: 0; UST Temp Close: 0; AST Currently In Use: 0; AST Temp Closed: 0 | 0 | 0 | 3 | 16468-037-014402 | PATRICIA FLOYD
39060 | Permanently Closed | 1978-02-01 | 1979-01-01 | 1992-12-18 | Petroleum | On road diesel | On road diesel |  | Steel | Steel |  | Painted or None | Steel |  | 1901-01-01 | [15 empty] | UST Currently In Use: 0; UST Temp Close: 0; AST Currently In Use: 0; AST Temp Closed: 0 | 0 | 0 | 1 | 16469-047-014403 | AMERICAN CANDY MFG CO
39061 | Permanently Closed | 2007-08-09 | 1985-01-01 | 2025-02-06 | Petroleum | Unleaded gasoline | Unleaded gasoline | Retail | Steel | Steel | Field installed cathodic protection |  | Steel |  |  | Field installed cathodic protection | Catchment Basin, Single walled catchment basin | Automatic shutoff device At 95% full | Automatic shutoff device At 95% full |  |  | Statistical Inventory Reconciliation (SIR) | [8 empty] | UST Currently In Use: 0; UST Temp Close: 0; AST Currently In Use: 0; AST Temp Closed: 0 | 0 | 0 | 3 | 22839-123-014404 | AUSTIN L MONCRIEF
39062 | Permanently Closed | 2007-08-09 | 1901-01-01 | 2025-02-06 | Petroleum | Mid-grade gasoline | Mid-grade gasoline | Retail | Steel | Steel | Field installed cathodic protection |  | Steel |  |  | Field installed cathodic protection | Catchment Basin, Single walled catchment basin | Automatic shutoff device At 95% full | Automatic shutoff device At 95% full |  |  | Statistical Inventory Reconciliation (SIR) | [8 empty] | UST Currently In Use: 0; UST Temp Close: 0; AST Currently In Use: 0; AST Temp Closed: 0 | 0 | 0 | 3 | 22839-123-014404 | AUSTIN L MONCRIEF
39064 | Retired | 1985-01-15 | 1901-01-01 |  | Petroleum | Unleaded gasoline | Unleaded gasoline | Retail | Steel | Steel |  |  |  |  | 1901-01-01 | [15 empty] | UST Currently In Use: 0; UST Temp Close: 0; AST Currently In Use: 0; AST Temp Closed: 0 | 0 | 0 | 3 | 22839-123-014404 | AUSTIN L MONCRIEF
39065 | Permanently Closed | 1999-11-02 | 1969-01-01 | 1999-12-27 | Petroleum | Unleaded gasoline | Unleaded gasoline | Retail | Steel | Steel |  | Painted or None | Steel |  | 1901-01-01 | [6 empty] | Statistical Inventory Reconciliation (SIR) | [8 empty] | UST Currently In Use: 0; UST Temp Close: 0; AST Currently In Use: 0; AST Temp Closed: 0 | 0 | 0 | 3 | 18060-123-014405 | CHARLES TODD HAYES JR
39066 | Permanently Closed | 1999-11-02 | 1969-01-01 | 1999-12-27 | Petroleum | Unleaded gasoline | Unleaded gasoline | Retail | Steel | Steel |  | Painted or None | Steel |  | 1901-01-01 | [6 empty] | Statistical Inventory Reconciliation (SIR) | [8 empty] | UST Currently In Use: 0; UST Temp Close: 0; AST Currently In Use: 0; AST Temp Closed: 0 | 0 | 0 | 3 | 18060-123-014405 | CHARLES TODD HAYES JR
39067 | Permanently Closed | 1999-11-02 | 1969-01-01 | 1999-12-27 | Petroleum | Unleaded gasoline | Unleaded gasoline | Retail | Steel | Steel |  | Painted or None | Steel |  | 1901-01-01 | [6 empty] | Statistical Inventory Reconciliation (SIR) | [8 empty] | UST Currently In Use: 0; UST Temp Close: 0; AST Currently In Use: 0; AST Temp Closed: 0 | 0 | 0 | 3 | 18060-123-014405 | CHARLES TODD HAYES JR
39068 | Permanently Closed | 1987-09-01 | 1987-01-01 | 1987-09-01 | Petroleum | Unleaded gasoline | Unleaded gasoline |  | Steel | Steel | Coated & cathodic protection (sti-P3) |  | Fiberglass reinforced plastic |  | 1901-01-01 | [15 empty] | UST Currently In Use: 0; UST Temp Close: 0; AST Currently In Use: 0; AST Temp Closed: 0 | 0 | 0 | 2 | 16473-051-014409 | JAMES BELDEN
39069 | Permanently Closed | 1987-09-01 | 1987-01-01 | 1987-09-01 | Petroleum | Unleaded gasoline | Unleaded gasoline |  | Steel | Steel | Coated & cathodic protection (sti-P3) |  | Fiberglass reinforced plastic |  | 1901-01-01 | [15 empty] | UST Currently In Use: 0; UST Temp Close: 0; AST Currently In Use: 0; AST Temp Closed: 0 | 0 | 0 | 2 | 16473-051-014409 | JAMES BELDEN
39070 | Permanently Closed | 2001-06-12 | 1980-01-01 | 2001-06-12 | Petroleum | On road diesel | On road diesel | Retail | Steel | Steel | Field installed cathodic protection |  | Steel |  | 1901-01-01 | Field installed cathodic protection | Catchment Basin, Single walled catchment basin | Automatic shutoff device At 95% full | Automatic shutoff device At 95% full |  |  | Automatic Tank Gauge | [8 empty] | UST Currently In Use: 0; UST Temp Close: 0; AST Currently In Use: 0; AST Temp Closed: 0 | 0 | 0 | 1 | 16474-101-000961 | CON WAY SOUTHERN EXPRESS
39071 | Temporary Closed | 2012-03-31 | 1984-01-01 |  | Petroleum | Unleaded gasoline | Unleaded gasoline | Retail | Steel | Steel | Field installed cathodic protection, Interior lined (not allowed as a standalone method of corrosion protection) |  | Steel |  |  | Field installed cathodic protection | Catchment Basin, Single walled catchment basin | Automatic shutoff device At 95% full | Automatic shutoff device At 95% full |  |  | Statistical Inventory Reconciliation (SIR) | [8 empty] | UST Currently In Use: 0; UST Temp Close: 3; AST Currently In Use: 0; AST Temp Closed: 0 | 0 | 3 | 0 | 23131-105-014343 | SWAMP FOX, LLC
39072 | Temporary Closed | 2007-02-01 | 1984-01-01 |  | Petroleum | Mid-grade gasoline | Mid-grade gasoline | Retail | Steel | Steel | Field installed cathodic protection, Interior lined (not allowed as a standalone method of corrosion protection) |  | Steel |  |  | Field installed cathodic protection | Catchment Basin, Single walled catchment basin | Automatic shutoff device At 95% full | Automatic shutoff device At 95% full |  |  | Statistical Inventory Reconciliation (SIR) | [8 empty] | UST Currently In Use: 0; UST Temp Close: 3; AST Currently In Use: 0; AST Temp Closed: 0 | 0 | 3 | 0 | 23131-105-014343 | SWAMP FOX, LLC
39073 | Temporary Closed | 2007-02-01 | 1984-01-01 |  | Petroleum | Unleaded gasoline | Unleaded gasoline | Retail | Steel | Steel | Field installed cathodic protection, Interior lined (not allowed as a standalone method of corrosion protection) |  | Steel |  |  | Field installed cathodic protection | Catchment Basin, Single walled catchment basin | Automatic shutoff device At 95% full | Automatic shutoff device At 95% full |  |  | Statistical Inventory Reconciliation (SIR) | [8 empty] | UST Currently In Use: 0; UST Temp Close: 3; AST Currently In Use: 0; AST Temp Closed: 0 | 0 | 3 | 0 | 23131-105-014343 | SWAMP FOX, LLC
39074 | Permanently Closed | 1990-09-21 | 1967-01-01 | 1990-09-21 | Petroleum | Unleaded gasoline | Unleaded gasoline |  | Steel | Steel |  | Painted or None | Steel |  | 1901-01-01 | [15 empty] | UST Currently In Use: 0; UST Temp Close: 2; AST Currently In Use: 0; AST Temp Closed: 0 | 0 | 2 | 2 | 23173-105-014344 | MIKE AVERETTE
39075 | Permanently Closed | 1990-09-21 | 1967-01-01 | 1990-09-21 | Petroleum | Unleaded gasoline | Unleaded gasoline |  | Steel | Steel |  | Painted or None | Steel |  | 1901-01-01 | [15 empty] | UST Currently In Use: 0; UST Temp Close: 2; AST Currently In Use: 0; AST Temp Closed: 0 | 0 | 2 | 2 | 23173-105-014344 | MIKE AVERETTE
39076 | Temporary Closed | 2009-01-01 | 1969-01-01 |  | Petroleum | Unleaded gasoline | Unleaded gasoline | Retail | Steel | Steel | Field installed cathodic protection |  | Steel |  |  | Field installed cathodic protection | Catchment Basin, Single walled catchment basin | Automatic shutoff device At 95% full | Automatic shutoff device At 95% full |  |  | Statistical Inventory Reconciliation (SIR) | [8 empty] | UST Currently In Use: 0; UST Temp Close: 2; AST Currently In Use: 0; AST Temp Closed: 0 | 0 | 2 | 2 | 23173-105-014344 | MIKE AVERETTE
39077 | Temporary Closed | 2006-01-01 | 1969-01-01 |  | Petroleum | On road diesel | On road diesel | Retail | Steel | Steel | Field installed cathodic protection |  | Steel |  |  | Field installed cathodic protection | Catchment Basin, Single walled catchment basin | Automatic shutoff device At 95% full | Automatic shutoff device At 95% full |  |  | Statistical Inventory Reconciliation (SIR) | [8 empty] | UST Currently In Use: 0; UST Temp Close: 2; AST Currently In Use: 0; AST Temp Closed: 0 | 0 | 2 | 2 | 23173-105-014344 | MIKE AVERETTE
39078 | Retired | 1988-12-22 | 1974-01-01 |  | Petroleum | Unleaded gasoline | Unleaded gasoline |  | Fiberglass reinforced plastic | Fiberglass reinforced plastic |  |  | Steel |  | 1901-01-01 | [15 empty] | UST Currently In Use: 0; UST Temp Close: 0; AST Currently In Use: 0; AST Temp Closed: 0 | 0 | 0 | 0 | 16477-105-014346 | EDDIE PERRY
39079 | Retired | 1988-12-22 | 1974-01-01 |  | Petroleum | Unleaded gasoline | Unleaded gasoline |  | Fiberglass reinforced plastic | Fiberglass reinforced plastic |  |  | Steel |  | 1901-01-01 | [15 empty] | UST Currently In Use: 0; UST Temp Close: 0; AST Currently In Use: 0; AST Temp Closed: 0 | 0 | 0 | 0 | 16477-105-014346 | EDDIE PERRY
39080 | Retired | 1988-12-22 | 1901-01-01 |  | Petroleum | Unleaded gasoline | Unleaded gasoline | [7 empty] | 1901-01-01 | [15 empty] | UST Currently In Use: 0; UST Temp Close: 0; AST Currently In Use: 0; AST Temp Closed: 0 | 0 | 0 | 0 | 16480-073-014347 | MEDICAL CLINIC BOARD OF BIRMINGHAM
39081 | Retired | 1988-12-22 | 1901-01-01 |  | Petroleum | Unleaded gasoline | Unleaded gasoline | [7 empty] | 1901-01-01 | [15 empty] | UST Currently In Use: 0; UST Temp Close: 0; AST Currently In Use: 0; AST Temp Closed: 0 | 0 | 0 | 0 | 16480-073-014348 | MEDICAL CLINIC BOARD OF BIRMINGHAM
39082 | Permanently Closed | 1901-01-01 | 1901-01-01 | 1990-06-19 | Petroleum | Unleaded gasoline | Unleaded gasoline |  | Steel | Steel |  | Painted or None | Steel |  | 1901-01-01 | [6 empty] | Other | [8 empty] | UST Currently In Use: 0; UST Temp Close: 0; AST Currently In Use: 0; AST Temp Closed: 0 | 0 | 0 | 1 | 16480-073-014908 | MEDICAL CLINIC BOARD OF BIRMINGHAM
39083 | Permanently Closed | 1992-09-30 | 1963-01-01 | 1992-09-30 | Petroleum | Unleaded gasoline | Unleaded gasoline |  | Steel | Steel |  | Painted or None | Steel |  | 1901-01-01 | [15 empty] | UST Currently In Use: 0; UST Temp Close: 0; AST Currently In Use: 0; AST Temp Closed: 0 | 0 | 0 | 4 | 16481-123-010459 | J L TAPLEY
39084 | Permanently Closed | 1992-09-30 | 1963-01-01 | 1992-09-30 | Petroleum | Unleaded gasoline | Unleaded gasoline |  | Steel | Steel |  | Painted or None | Steel |  | 1901-01-01 | [15 empty] | UST Currently In Use: 0; UST Temp Close: 0; AST Currently In Use: 0; AST Temp Closed: 0 | 0 | 0 | 4 | 16481-123-010459 | J L TAPLEY
39085 | Permanently Closed | 1992-09-30 | 1963-01-01 | 1992-09-30 | Petroleum | On road diesel | On road diesel |  | Steel | Steel |  | Painted or None | Steel |  | 1901-01-01 | [15 empty] | UST Currently In Use: 0; UST Temp Close: 0; AST Currently In Use: 0; AST Temp Closed: 0 | 0 | 0 | 4 | 16481-123-010459 | J L TAPLEY
39086 | Permanently Closed | 1998-05-15 | 1989-01-01 | 1998-05-15 | Petroleum | On road diesel | On road diesel | Bulk facility, State/Federal Government | Fiberglass reinforced plastic | Fiberglass reinforced plastic |  |  | Fiberglass reinforced plastic, DBL-WALL |  | 1901-01-01 | None |  |  |  | Interstitial Monitoring within Secondary Containment |  | Automatic Tank Gauge |  |  |  | Interstitial Monitoring within Secondary Containment |  | Continuous alarm system | Continuous alarm system |  | UST Currently In Use: 0; UST Temp Close: 0; AST Currently In Use: 0; AST Temp Closed: 0 | 0 | 0 | 7 | 16482-101-014349 | U S POSTAL SERVICE ATTN VMF
39087 | Permanently Closed | 1998-05-15 | 1989-01-01 | 1998-05-15 | Petroleum | On road diesel | On road diesel | Bulk facility, State/Federal Government | Fiberglass reinforced plastic | Fiberglass reinforced plastic |  |  | Fiberglass reinforced plastic, DBL-WALL |  | 1901-01-01 | None |  |  |  | Interstitial Monitoring within Secondary Containment |  | Automatic Tank Gauge |  |  |  | Interstitial Monitoring within Secondary Containment |  |  |  |  | UST Currently In Use: 0; UST Temp Close: 0; AST Currently In Use: 0; AST Temp Closed: 0 | 0 | 0 | 7 | 16482-101-014349 | U S POSTAL SERVICE ATTN VMF
39088 | Permanently Closed | 1998-05-15 | 1989-01-01 | 1998-05-15 | Petroleum | Unleaded gasoline | Unleaded gasoline | Bulk facility, State/Federal Government | Fiberglass reinforced plastic | Fiberglass reinforced plastic |  |  | Fiberglass reinforced plastic, DBL-WALL |  | 1901-01-01 | None | [5 empty] | Automatic Tank Gauge |  |  |  | Interstitial Monitoring within Secondary Containment |  | Continuous alarm system | Continuous alarm system |  | UST Currently In Use: 0; UST Temp Close: 0; AST Currently In Use: 0; AST Temp Closed: 0 | 0 | 0 | 7 | 16482-101-014349 | U S POSTAL SERVICE ATTN VMF
39089 | Permanently Closed | 1998-05-15 | 1989-01-01 | 1998-05-15 | Petroleum | Other, MOTOR OIL | Other | Bulk facility, State/Federal Government | Fiberglass reinforced plastic | Fiberglass reinforced plastic |  |  | Fiberglass reinforced plastic, DBL-WALL |  | 1901-01-01 | [6 empty] | Automatic Tank Gauge | [8 empty] | UST Currently In Use: 0; UST Temp Close: 0; AST Currently In Use: 0; AST Temp Closed: 0 | 0 | 0 | 7 | 16482-101-014349 | U S POSTAL SERVICE ATTN VMF
39090 | Permanently Closed | 1998-05-15 | 1989-01-01 | 1998-05-15 | Petroleum | Other, MOTOR OIL | Other | Bulk facility, State/Federal Government | Fiberglass reinforced plastic | Fiberglass reinforced plastic |  |  | Fiberglass reinforced plastic, DBL-WALL |  | 1901-01-01 | None | [5 empty] | Automatic Tank Gauge | [8 empty] | UST Currently In Use: 0; UST Temp Close: 0; AST Currently In Use: 0; AST Temp Closed: 0 | 0 | 0 | 7 | 16482-101-014349 | U S POSTAL SERVICE ATTN VMF
39091 | Permanently Closed | 1998-05-15 | 1989-01-01 | 1998-05-15 | Petroleum | Used oil | Used oil | Bulk facility, State/Federal Government | Fiberglass reinforced plastic | Fiberglass reinforced plastic |  |  | Fiberglass reinforced plastic, DBL-WALL |  | 1901-01-01 | None | [5 empty] | Automatic Tank Gauge | [8 empty] | UST Currently In Use: 0; UST Temp Close: 0; AST Currently In Use: 0; AST Temp Closed: 0 | 0 | 0 | 7 | 16482-101-014349 | U S POSTAL SERVICE ATTN VMF
39092 | Permanently Closed | 1998-05-15 | 1989-01-01 | 1998-05-15 | Petroleum | Used oil | Used oil | Bulk facility, State/Federal Government | Fiberglass reinforced plastic | Fiberglass reinforced plastic |  |  | Fiberglass reinforced plastic, DBL-WALL |  | 1901-01-01 | None | Other, EXEMPT | Other, EXEMPT | Other |  |  | Automatic Tank Gauge | [8 empty] | UST Currently In Use: 0; UST Temp Close: 0; AST Currently In Use: 0; AST Temp Closed: 0 | 0 | 0 | 7 | 16482-101-014349 | U S POSTAL SERVICE ATTN VMF
39095 | Retired | 1986-01-01 | 1978-01-01 |  | Petroleum | Unleaded gasoline | Unleaded gasoline |  | Steel | Steel |  | Painted or None | Steel |  | 1901-01-01 | [15 empty] | UST Currently In Use: 0; UST Temp Close: 0; AST Currently In Use: 0; AST Temp Closed: 0 | 0 | 0 | 0 | 16485-073-005604 | ABDORLREZANR ARADEIAN
39096 | Retired | 1986-01-01 | 1978-01-01 |  | Petroleum | Unleaded gasoline | Unleaded gasoline |  | Steel | Steel |  | Painted or None | Steel |  | 1901-01-01 | [15 empty] | UST Currently In Use: 0; UST Temp Close: 0; AST Currently In Use: 0; AST Temp Closed: 0 | 0 | 0 | 0 | 16485-073-005604 | ABDORLREZANR ARADEIAN
39097 | Permanently Closed | 1998-07-01 | 1976-01-01 | 2001-07-11 | Petroleum | Unleaded gasoline | Unleaded gasoline | Retail | Steel | Steel |  | Painted or None | Steel |  | 1901-01-01 |  | Other, X | Automatic shutoff device At 95% full | Automatic shutoff device At 95% full | [11 empty] | UST Currently In Use: 0; UST Temp Close: 2; AST Currently In Use: 0; AST Temp Closed: 0 | 0 | 2 | 2 | 25705-073-005594 | JOHNNY VONG SENG
39098 | Permanently Closed | 1998-07-01 | 1976-01-01 | 2001-07-11 | Petroleum | Unleaded gasoline | Unleaded gasoline | Retail | Steel | Steel |  | Painted or None | Steel |  | 1901-01-01 |  | Catchment Basin, Single walled catchment basin | Flow Rest 90% Full | Flow Rest 90% Full | [11 empty] | UST Currently In Use: 0; UST Temp Close: 2; AST Currently In Use: 0; AST Temp Closed: 0 | 0 | 2 | 2 | 25705-073-005594 | JOHNNY VONG SENG
39099 | Retired | 1988-08-08 | 1980-01-01 |  | Petroleum | Unleaded gasoline | Unleaded gasoline |  | Steel | Steel |  | Painted or None | Steel |  | 1901-01-01 | [15 empty] | UST Currently In Use: 0; UST Temp Close: 0; AST Currently In Use: 0; AST Temp Closed: 0 | 0 | 0 | 0 | 16487-073-005588 | DOUGLAS HOUSE
39100 | Retired | 1988-08-08 | 1980-01-01 |  | Petroleum | Unleaded gasoline | Unleaded gasoline |  | Steel | Steel |  | Painted or None | Steel |  | 1901-01-01 | [15 empty] | UST Currently In Use: 0; UST Temp Close: 0; AST Currently In Use: 0; AST Temp Closed: 0 | 0 | 0 | 0 | 16487-073-005588 | DOUGLAS HOUSE
39101 | Permanently Closed | 1995-07-22 | 1984-01-01 | 1995-07-22 | Petroleum | Unleaded gasoline | Unleaded gasoline |  | Fiberglass coated steel | Fiberglass coated steel |  |  | Steel |  | 1901-01-01 | [15 empty] | UST Currently In Use: 2; UST Temp Close: 0; AST Currently In Use: 0; AST Temp Closed: 0 | 2 | 0 | 3 | 24791-043-014357 | JOSIAH & SHANNON DAILY
39102 | Permanently Closed | 1995-07-22 | 1984-01-01 | 1995-07-22 | Petroleum | Unleaded gasoline | Unleaded gasoline |  | Fiberglass coated steel | Fiberglass coated steel |  |  | Steel |  | 1901-01-01 | [15 empty] | UST Currently In Use: 2; UST Temp Close: 0; AST Currently In Use: 0; AST Temp Closed: 0 | 2 | 0 | 3 | 24791-043-014357 | JOSIAH & SHANNON DAILY
39103 | Permanently Closed | 1995-07-22 | 1984-01-01 | 1995-07-22 | Petroleum | Unleaded gasoline | Unleaded gasoline |  | Fiberglass coated steel | Fiberglass coated steel |  |  | Steel |  | 1901-01-01 | [15 empty] | UST Currently In Use: 2; UST Temp Close: 0; AST Currently In Use: 0; AST Temp Closed: 0 | 2 | 0 | 3 | 24791-043-014357 | JOSIAH & SHANNON DAILY
39104 | Permanently Closed | 1989-10-27 | 1901-01-01 | 1989-10-27 | Petroleum | Unleaded gasoline | Unleaded gasoline |  | Steel | Steel |  |  | Steel |  | 1901-01-01 | [15 empty] | UST Currently In Use: 0; UST Temp Close: 0; AST Currently In Use: 0; AST Temp Closed: 0 | 0 | 0 | 5 | 16489-009-014358 | WILLIAM B MEADE
39105 | Permanently Closed | 1989-10-27 | 1901-01-01 | 1989-10-27 | Petroleum | Unleaded gasoline | Unleaded gasoline |  | Steel | Steel |  |  | Steel |  | 1901-01-01 | [15 empty] | UST Currently In Use: 0; UST Temp Close: 0; AST Currently In Use: 0; AST Temp Closed: 0 | 0 | 0 | 5 | 16489-009-014358 | WILLIAM B MEADE
39106 | Permanently Closed | 1989-10-27 | 1901-01-01 | 1989-10-27 | Petroleum | Unleaded gasoline | Unleaded gasoline |  | Steel | Steel |  |  | Steel |  | 1901-01-01 | [15 empty] | UST Currently In Use: 0; UST Temp Close: 0; AST Currently In Use: 0; AST Temp Closed: 0 | 0 | 0 | 5 | 16489-009-014358 | WILLIAM B MEADE
39107 | Permanently Closed | 1989-10-27 | 1901-01-01 | 1989-10-27 | Petroleum | On road diesel | On road diesel |  | Steel | Steel |  |  | Steel |  | 1901-01-01 | [15 empty] | UST Currently In Use: 0; UST Temp Close: 0; AST Currently In Use: 0; AST Temp Closed: 0 | 0 | 0 | 5 | 16489-009-014358 | WILLIAM B MEADE
39108 | Permanently Closed | 1989-10-27 | 1901-01-01 | 1989-10-27 | Petroleum | On road diesel | On road diesel |  | Steel | Steel |  |  | Steel |  | 1901-01-01 | [15 empty] | UST Currently In Use: 0; UST Temp Close: 0; AST Currently In Use: 0; AST Temp Closed: 0 | 0 | 0 | 5 | 16489-009-014358 | WILLIAM B MEADE
39109 | Permanently Closed | 1989-08-05 | 1984-01-01 | 1992-06-23 | Petroleum | Unleaded gasoline | Unleaded gasoline |  | Steel | Steel |  | Painted or None | Steel |  | 1901-01-01 | [15 empty] | UST Currently In Use: 0; UST Temp Close: 0; AST Currently In Use: 0; AST Temp Closed: 0 | 0 | 0 | 2 | 16490-105-014360 | R B GROCERY
39110 | Permanently Closed | 1989-08-05 | 1984-01-01 | 1992-06-23 | Petroleum | Unleaded gasoline | Unleaded gasoline |  | Steel | Steel |  | Painted or None | Steel |  | 1901-01-01 | [15 empty] | UST Currently In Use: 0; UST Temp Close: 0; AST Currently In Use: 0; AST Temp Closed: 0 | 0 | 0 | 2 | 16490-105-014360 | R B GROCERY
39111 | Currently in Use |  | 1985-01-01 |  | Petroleum | Unleaded gasoline | Unleaded gasoline | Retail | Steel | Steel | Field installed cathodic protection |  | Fiberglass reinforced plastic |  |  |  | Catchment Basin, Single walled catchment basin | Automatic shutoff device At 95% full, Flow Rest 90% Full | Flow Rest 90% Full |  |  | Automatic Tank Gauge | [8 empty] | UST Currently In Use: 4; UST Temp Close: 0; AST Currently In Use: 1; AST Temp Closed: 0 | 4 | 0 | 0 | 21670-005-014362 | JOE YOUNG
39112 | Currently in Use |  | 1985-01-01 |  | Petroleum | Mid-grade gasoline | Mid-grade gasoline | Retail | Steel | Steel | Field installed cathodic protection |  | Fiberglass reinforced plastic |  |  |  | Catchment Basin, Single walled catchment basin | Automatic shutoff device At 95% full, Flow Rest 90% Full | Flow Rest 90% Full |  |  | Automatic Tank Gauge | [8 empty] | UST Currently In Use: 4; UST Temp Close: 0; AST Currently In Use: 1; AST Temp Closed: 0 | 4 | 0 | 0 | 21670-005-014362 | JOE YOUNG
39113 | Currently in Use |  | 1987-01-01 |  | Petroleum | Premium gasoline | Premium gasoline | Retail | Steel | Steel | Coated & cathodic protection (sti-P3), Field installed cathodic protection |  | Fiberglass reinforced plastic |  |  |  | Catchment Basin, Single walled catchment basin | Automatic shutoff device At 95% full, Flow Rest 90% Full | Flow Rest 90% Full |  |  | Automatic Tank Gauge | [8 empty] | UST Currently In Use: 4; UST Temp Close: 0; AST Currently In Use: 1; AST Temp Closed: 0 | 4 | 0 | 0 | 21670-005-014362 | JOE YOUNG
39114 | Permanently Closed | 2001-12-19 | 1972-01-01 |  | Petroleum | Unleaded gasoline | Unleaded gasoline | Retail | Steel | Steel | Field installed cathodic protection |  | Steel |  | 1901-01-01 | Field installed cathodic protection | Catchment Basin, Single walled catchment basin | Automatic shutoff device At 95% full | Automatic shutoff device At 95% full |  |  | Statistical Inventory Reconciliation (SIR) | [8 empty] | UST Currently In Use: 0; UST Temp Close: 0; AST Currently In Use: 0; AST Temp Closed: 0 | 0 | 0 | 5 | 20969-061-014363 | DOUG BUTLER
39115 | Permanently Closed | 2001-12-19 | 1972-01-01 |  | Petroleum | Unleaded gasoline | Unleaded gasoline | Retail | Steel | Steel | Field installed cathodic protection |  | Steel |  | 1901-01-01 | Field installed cathodic protection | Catchment Basin, Single walled catchment basin | Flow Rest 90% Full | Flow Rest 90% Full | [11 empty] | UST Currently In Use: 0; UST Temp Close: 0; AST Currently In Use: 0; AST Temp Closed: 0 | 0 | 0 | 5 | 20969-061-014363 | DOUG BUTLER
39116 | Permanently Closed | 2001-12-19 | 1972-01-01 |  | Petroleum | Unleaded gasoline | Unleaded gasoline | Retail | Steel | Steel | Field installed cathodic protection |  | Steel |  | 1901-01-01 | Field installed cathodic protection | Catchment Basin, Single walled catchment basin | Flow Rest 90% Full | Flow Rest 90% Full | [11 empty] | UST Currently In Use: 0; UST Temp Close: 0; AST Currently In Use: 0; AST Temp Closed: 0 | 0 | 0 | 5 | 20969-061-014363 | DOUG BUTLER
39117 | Permanently Closed | 1998-02-01 | 1972-01-01 | 1998-02-12 | Petroleum | On road diesel | On road diesel | Retail | Steel | Steel |  | Painted or None | Steel |  | 1901-01-01 | [15 empty] | UST Currently In Use: 0; UST Temp Close: 0; AST Currently In Use: 0; AST Temp Closed: 0 | 0 | 0 | 5 | 20969-061-014363 | DOUG BUTLER
39118 | Permanently Closed | 1998-02-01 | 1972-01-01 | 1998-02-12 | Petroleum | On road diesel | On road diesel | Retail | Steel | Steel |  | Painted or None | Steel |  | 1901-01-01 | [15 empty] | UST Currently In Use: 0; UST Temp Close: 0; AST Currently In Use: 0; AST Temp Closed: 0 | 0 | 0 | 5 | 20969-061-014363 | DOUG BUTLER
39119 | Permanently Closed | 1991-08-12 | 1954-01-01 | 1991-08-12 | Petroleum | Unleaded gasoline | Unleaded gasoline |  | Steel | Steel |  | Painted or None | Steel |  | 1901-01-01 | [15 empty] | UST Currently In Use: 0; UST Temp Close: 0; AST Currently In Use: 0; AST Temp Closed: 0 | 0 | 0 | 3 | 16494-115-014366 | RUBY HENDERSON
39120 | Permanently Closed | 1991-08-12 | 1954-01-01 | 1991-08-12 | Petroleum | Unleaded gasoline | Unleaded gasoline |  | Steel | Steel |  | Painted or None | Steel |  | 1901-01-01 | [15 empty] | UST Currently In Use: 0; UST Temp Close: 0; AST Currently In Use: 0; AST Temp Closed: 0 | 0 | 0 | 3 | 16494-115-014366 | RUBY HENDERSON
39121 | Permanently Closed | 1991-08-12 | 1974-01-01 | 1991-08-12 | Petroleum | Unleaded gasoline | Unleaded gasoline |  | Steel | Steel |  | Painted or None | Steel |  | 1901-01-01 | [15 empty] | UST Currently In Use: 0; UST Temp Close: 0; AST Currently In Use: 0; AST Temp Closed: 0 | 0 | 0 | 3 | 16494-115-014366 | RUBY HENDERSON
39122 | Retired | 1988-08-08 | 1967-01-01 |  | Petroleum | Unleaded gasoline | Unleaded gasoline |  | Steel | Steel |  |  |  |  | 1901-01-01 | [15 empty] | UST Currently In Use: 0; UST Temp Close: 0; AST Currently In Use: 0; AST Temp Closed: 0 | 0 | 0 | 0 | 16496-125-009618 | GARY F MOORE
39123 | Retired | 1988-08-08 | 1967-01-01 |  | Petroleum | Unleaded gasoline | Unleaded gasoline |  | Steel | Steel |  |  |  |  | 1901-01-01 | [15 empty] | UST Currently In Use: 0; UST Temp Close: 0; AST Currently In Use: 0; AST Temp Closed: 0 | 0 | 0 | 0 | 16496-125-009618 | GARY F MOORE
39124 | Permanently Closed | 1991-01-01 | 1901-01-01 | 1991-01-01 | Petroleum | Unleaded gasoline | Unleaded gasoline |  | Steel | Steel |  |  | Steel |  | 1901-01-01 | [15 empty] | UST Currently In Use: 0; UST Temp Close: 0; AST Currently In Use: 0; AST Temp Closed: 0 | 0 | 0 | 2 | 21818-077-006044 | DAVID STAGGS
39125 | Permanently Closed | 1991-01-01 | 1901-01-01 | 1991-01-01 | Petroleum | On road diesel | On road diesel |  | Steel | Steel |  |  | Steel |  | 1901-01-01 | [15 empty] | UST Currently In Use: 0; UST Temp Close: 0; AST Currently In Use: 0; AST Temp Closed: 0 | 0 | 0 | 2 | 21818-077-006044 | DAVID STAGGS
39128 | Cannot Locate or abandoned | 1991-08-01 | 1974-01-01 |  | Petroleum | Unleaded gasoline | Unleaded gasoline | [7 empty] | 1901-01-01 | [15 empty] | UST Currently In Use: 0; UST Temp Close: 0; AST Currently In Use: 0; AST Temp Closed: 0 | 0 | 0 | 0 | 17674-105-014369 | A B HARRISON
39129 | Cannot Locate or abandoned | 1991-08-01 | 1974-01-01 |  | Petroleum | Unleaded gasoline | Unleaded gasoline | [7 empty] | 1901-01-01 | [15 empty] | UST Currently In Use: 0; UST Temp Close: 0; AST Currently In Use: 0; AST Temp Closed: 0 | 0 | 0 | 0 | 17674-105-014369 | A B HARRISON
39130 | Permanently Closed | 1992-06-01 | 1982-01-01 | 1992-06-01 | Petroleum | Unleaded gasoline | Unleaded gasoline |  | Steel | Steel |  | Painted or None | Steel |  | 1901-01-01 | [15 empty] | UST Currently In Use: 0; UST Temp Close: 0; AST Currently In Use: 0; AST Temp Closed: 0 | 0 | 0 | 2 | 16502-013-014370 | THOMAS J MOSELEY
39131 | Permanently Closed | 1992-06-01 | 1982-01-01 | 1992-06-01 | Petroleum | Unleaded gasoline | Unleaded gasoline |  | Steel | Steel |  | Painted or None | Steel |  | 1901-01-01 | [15 empty] | UST Currently In Use: 0; UST Temp Close: 0; AST Currently In Use: 0; AST Temp Closed: 0 | 0 | 0 | 2 | 16502-013-014370 | THOMAS J MOSELEY
39132 | Permanently Closed | 1991-08-01 | 1979-01-01 | 1991-08-01 | Petroleum | Unleaded gasoline | Unleaded gasoline |  | Steel | Steel |  | Painted or None | Steel |  | 1901-01-01 | [15 empty] | UST Currently In Use: 0; UST Temp Close: 0; AST Currently In Use: 0; AST Temp Closed: 0 | 0 | 0 | 4 | 16503-103-004201 | GENE FOXX SERVICE STATION
39133 | Permanently Closed | 1991-08-01 | 1979-01-01 | 1991-08-01 | Petroleum | Unleaded gasoline | Unleaded gasoline |  | Steel | Steel |  | Painted or None | Steel |  | 1901-01-01 | [15 empty] | UST Currently In Use: 0; UST Temp Close: 0; AST Currently In Use: 0; AST Temp Closed: 0 | 0 | 0 | 4 | 16503-103-004201 | GENE FOXX SERVICE STATION
39134 | Permanently Closed | 1991-08-01 | 1979-01-01 | 1991-08-01 | Petroleum | On road diesel | On road diesel |  | Steel | Steel |  | Painted or None | Steel |  | 1901-01-01 | [15 empty] | UST Currently In Use: 0; UST Temp Close: 0; AST Currently In Use: 0; AST Temp Closed: 0 | 0 | 0 | 4 | 16503-103-004201 | GENE FOXX SERVICE STATION
39135 | Permanently Closed | 1991-08-01 | 1988-01-01 | 1991-08-01 | Petroleum | On road diesel | On road diesel |  | Steel | Steel | Coated & cathodic protection (sti-P3) |  | Steel |  | 1901-01-01 | [15 empty] | UST Currently In Use: 0; UST Temp Close: 0; AST Currently In Use: 0; AST Temp Closed: 0 | 0 | 0 | 4 | 16503-103-004201 | GENE FOXX SERVICE STATION
39136 | Permanently Closed | 1990-03-01 | 1969-01-01 | 1995-05-08 | Petroleum | Unleaded gasoline | Unleaded gasoline |  | Steel | Steel |  | Painted or None | Steel |  | 1901-01-01 | [15 empty] | UST Currently In Use: 0; UST Temp Close: 0; AST Currently In Use: 0; AST Temp Closed: 0 | 0 | 0 | 3 | 16504-073-003076 | AUTO WASH INC
39137 | Permanently Closed | 1990-03-01 | 1969-01-01 | 1995-05-08 | Petroleum | Unleaded gasoline | Unleaded gasoline |  | Steel | Steel |  | Painted or None | Steel |  | 1901-01-01 | [15 empty] | UST Currently In Use: 0; UST Temp Close: 0; AST Currently In Use: 0; AST Temp Closed: 0 | 0 | 0 | 3 | 16504-073-003076 | AUTO WASH INC
39138 | Permanently Closed | 1990-03-01 | 1969-01-01 | 1995-05-08 | Petroleum | On road diesel | On road diesel |  | Steel | Steel |  | Painted or None | Steel |  | 1901-01-01 | [15 empty] | UST Currently In Use: 0; UST Temp Close: 0; AST Currently In Use: 0; AST Temp Closed: 0 | 0 | 0 | 3 | 16504-073-003076 | AUTO WASH INC
39139 | Permanently Closed | 1990-09-26 | 1971-01-01 | 1990-09-26 | Petroleum | Unleaded gasoline | Unleaded gasoline |  | Steel | Steel |  | Painted or None | Steel |  | 1901-01-01 | [15 empty] | UST Currently In Use: 0; UST Temp Close: 0; AST Currently In Use: 0; AST Temp Closed: 0 | 0 | 0 | 8 | 16505-073-003077 | EASTWOOD CAR WASH INC
39140 | Permanently Closed | 1990-09-26 | 1971-01-01 | 1990-09-26 | Petroleum | Unleaded gasoline | Unleaded gasoline |  | Steel | Steel |  | Painted or None | Steel |  | 1901-01-01 | [15 empty] | UST Currently In Use: 0; UST Temp Close: 0; AST Currently In Use: 0; AST Temp Closed: 0 | 0 | 0 | 8 | 16505-073-003077 | EASTWOOD CAR WASH INC
39141 | Permanently Closed | 1990-09-26 | 1971-01-01 | 1990-09-26 | Petroleum | Unleaded gasoline | Unleaded gasoline |  | Steel | Steel |  | Painted or None | Steel |  | 1901-01-01 | [15 empty] | UST Currently In Use: 0; UST Temp Close: 0; AST Currently In Use: 0; AST Temp Closed: 0 | 0 | 0 | 8 | 16505-073-003077 | EASTWOOD CAR WASH INC
39142 | Permanently Closed | 1990-09-26 | 1971-01-01 | 1990-09-26 | Petroleum | On road diesel | On road diesel |  | Steel | Steel |  | Painted or None | Steel |  | 1901-01-01 | [15 empty] | UST Currently In Use: 0; UST Temp Close: 0; AST Currently In Use: 0; AST Temp Closed: 0 | 0 | 0 | 8 | 16505-073-003077 | EASTWOOD CAR WASH INC
39143 | Permanently Closed | 1990-09-26 | 1971-01-01 | 1990-09-26 | Petroleum | On road diesel | On road diesel |  | Steel | Steel |  | Painted or None | Steel |  | 1901-01-01 | [15 empty] | UST Currently In Use: 0; UST Temp Close: 0; AST Currently In Use: 0; AST Temp Closed: 0 | 0 | 0 | 8 | 16505-073-003077 | EASTWOOD CAR WASH INC
39144 | Permanently Closed | 2007-03-19 | 1990-09-11 | 2007-03-19 | Petroleum | Unleaded gasoline | Unleaded gasoline | Retail | Fiberglass reinforced plastic | Fiberglass reinforced plastic |  |  | Fiberglass reinforced plastic |  | 1901-01-01 |  | Catchment Basin, Single walled catchment basin | Flow Rest 90% Full | Flow Rest 90% Full |  |  | Automatic Tank Gauge | [5 empty] | Annual line testing | Annual line testing |  | UST Currently In Use: 0; UST Temp Close: 0; AST Currently In Use: 0; AST Temp Closed: 0 | 0 | 0 | 8 | 16505-073-003077 | EASTWOOD CAR WASH INC
39145 | Permanently Closed | 2007-03-19 | 1990-09-11 | 2007-03-19 | Petroleum | Mid-grade gasoline | Mid-grade gasoline | Retail | Fiberglass reinforced plastic | Fiberglass reinforced plastic |  |  | Fiberglass reinforced plastic |  | 1901-01-01 | None | Catchment Basin, Single walled catchment basin | Flow Rest 90% Full | Flow Rest 90% Full |  |  | Automatic Tank Gauge | [5 empty] | Annual line testing | Annual line testing |  | UST Currently In Use: 0; UST Temp Close: 0; AST Currently In Use: 0; AST Temp Closed: 0 | 0 | 0 | 8 | 16505-073-003077 | EASTWOOD CAR WASH INC
39146 | Permanently Closed | 2007-03-19 | 1990-09-11 | 2007-03-19 | Petroleum | Premium gasoline | Premium gasoline | Retail | Fiberglass reinforced plastic | Fiberglass reinforced plastic |  |  | Fiberglass reinforced plastic |  | 1901-01-01 |  | Catchment Basin, Single walled catchment basin | Flow Rest 90% Full | Flow Rest 90% Full |  |  | Automatic Tank Gauge | [5 empty] | Annual line testing | Annual line testing |  | UST Currently In Use: 0; UST Temp Close: 0; AST Currently In Use: 0; AST Temp Closed: 0 | 0 | 0 | 8 | 16505-073-003077 | EASTWOOD CAR WASH INC
39147 | Temporary Closed | 2024-03-04 | 1988-01-01 |  | Petroleum | Unleaded gasoline | Unleaded gasoline | Retail | Steel | Steel | Coated & cathodic protection (sti-P3) |  | Flexible |  |  |  | Catchment Basin, Single walled catchment basin | Automatic shutoff device At 95% full | Automatic shutoff device At 95% full |  |  | Statistical Inventory Reconciliation (SIR) |  | Automatic flow restrictor (MLLD) | Automatic flow restrictor (MLLD) | Interstitial Monitoring within Secondary Containment |  | Statistical inventory reconciliation (SIR) | Statistical inventory reconciliation (SIR) |  | UST Currently In Use: 2; UST Temp Close: 2; AST Currently In Use: 0; AST Temp Closed: 0 | 2 | 2 | 0 | 16506-069-014371 | CURTIS SMITH
39148 | Temporary Closed | 2020-06-21 | 1988-01-01 |  | Petroleum | Unleaded gasoline | Unleaded gasoline | Retail | Steel | Steel | Coated & cathodic protection (sti-P3) |  | Flexible |  |  |  | Catchment Basin, Single walled catchment basin | Automatic shutoff device At 95% full | Automatic shutoff device At 95% full |  |  | Statistical Inventory Reconciliation (SIR) |  | Automatic flow restrictor (MLLD), MANIFOLDED | Automatic flow restrictor (MLLD) |  |  | Other, MANIFOLDED | Other |  | UST Currently In Use: 2; UST Temp Close: 2; AST Currently In Use: 0; AST Temp Closed: 0 | 2 | 2 | 0 | 16506-069-014371 | CURTIS SMITH
39149 | Currently in Use |  | 1988-01-01 |  | Petroleum | Unleaded gasoline | Unleaded gasoline | Retail | Steel | Steel | Coated & cathodic protection (sti-P3) |  | Flexible |  |  |  | Catchment Basin, Single walled catchment basin | Automatic shutoff device At 95% full | Automatic shutoff device At 95% full |  |  | Statistical Inventory Reconciliation (SIR) |  | Automatic flow restrictor (MLLD) | Automatic flow restrictor (MLLD) | Interstitial Monitoring within Secondary Containment |  | Statistical inventory reconciliation (SIR) | Statistical inventory reconciliation (SIR) |  | UST Currently In Use: 2; UST Temp Close: 2; AST Currently In Use: 0; AST Temp Closed: 0 | 2 | 2 | 0 | 16506-069-014371 | CURTIS SMITH
39150 | Currently in Use |  | 1988-01-01 |  | Petroleum | On road diesel | On road diesel | Retail | Steel | Steel | Coated & cathodic protection (sti-P3) |  | Fiberglass reinforced plastic |  |  |  | Catchment Basin, Single walled catchment basin | Automatic shutoff device At 95% full | Automatic shutoff device At 95% full |  |  | Statistical Inventory Reconciliation (SIR) | [5 empty] | Statistical inventory reconciliation (SIR) | Statistical inventory reconciliation (SIR) |  | UST Currently In Use: 2; UST Temp Close: 2; AST Currently In Use: 0; AST Temp Closed: 0 | 2 | 2 | 0 | 16506-069-014371 | CURTIS SMITH
39151 | Permanently Closed | 1992-01-01 | 1979-01-01 | 1992-01-01 | Petroleum | Unleaded gasoline | Unleaded gasoline |  | Steel | Steel | Interior lined (not allowed as a standalone method of corrosion protection) | Painted or None | Steel |  | 1901-01-01 | [15 empty] | UST Currently In Use: 0; UST Temp Close: 0; AST Currently In Use: 0; AST Temp Closed: 0 | 0 | 0 | 4 | 13378-073-014374 | MCPHERSON COMPANIES, INC.
39152 | Permanently Closed | 1992-01-01 | 1979-01-01 | 1992-01-01 | Petroleum | Unleaded gasoline | Unleaded gasoline |  | Steel | Steel | Interior lined (not allowed as a standalone method of corrosion protection) | Painted or None | Steel |  | 1901-01-01 | [15 empty] | UST Currently In Use: 0; UST Temp Close: 0; AST Currently In Use: 0; AST Temp Closed: 0 | 0 | 0 | 4 | 13378-073-014374 | MCPHERSON COMPANIES, INC.
39153 | Permanently Closed | 1992-01-01 | 1979-01-01 | 1992-01-01 | Petroleum | Unleaded gasoline | Unleaded gasoline |  | Steel | Steel | Interior lined (not allowed as a standalone method of corrosion protection) | Painted or None | Steel |  | 1901-01-01 | [15 empty] | UST Currently In Use: 0; UST Temp Close: 0; AST Currently In Use: 0; AST Temp Closed: 0 | 0 | 0 | 4 | 13378-073-014374 | MCPHERSON COMPANIES, INC.
39154 | Permanently Closed | 1992-01-01 | 1979-01-01 | 1992-01-01 | Petroleum | On road diesel | On road diesel |  | Steel | Steel | Interior lined (not allowed as a standalone method of corrosion protection) | Painted or None | Steel |  | 1901-01-01 | [15 empty] | UST Currently In Use: 0; UST Temp Close: 0; AST Currently In Use: 0; AST Temp Closed: 0 | 0 | 0 | 4 | 13378-073-014374 | MCPHERSON COMPANIES, INC.
39155 | Permanently Closed | 1990-12-19 | 1985-01-01 | 1990-12-19 | Petroleum | Kerosene | Kerosene |  | Steel | Steel | Coated & cathodic protection (sti-P3) |  | Steel |  | 1901-01-01 | [15 empty] | UST Currently In Use: 0; UST Temp Close: 0; AST Currently In Use: 0; AST Temp Closed: 0 | 0 | 0 | 9 | 10520-115-014373 | NANCY ROSS
39156 | Permanently Closed | 1990-12-19 | 1985-01-01 | 1990-12-19 | Petroleum | Used oil | Used oil |  | Steel | Steel | Coated & cathodic protection (sti-P3) |  | Steel |  | 1901-01-01 | [15 empty] | UST Currently In Use: 0; UST Temp Close: 0; AST Currently In Use: 0; AST Temp Closed: 0 | 0 | 0 | 9 | 10520-115-014373 | NANCY ROSS
39157 | Permanently Closed | 1990-12-19 | 1985-01-01 | 1990-12-19 | Petroleum | Used oil | Used oil |  | Steel | Steel | Coated & cathodic protection (sti-P3) |  | Steel |  | 1901-01-01 | [15 empty] | UST Currently In Use: 0; UST Temp Close: 0; AST Currently In Use: 0; AST Temp Closed: 0 | 0 | 0 | 9 | 10520-115-014373 | NANCY ROSS
39158 | Permanently Closed | 1990-12-19 | 1985-01-01 | 1990-12-19 | Petroleum | Used oil | Used oil |  | Steel | Steel | Coated & cathodic protection (sti-P3) |  | Steel |  | 1901-01-01 | [15 empty] | UST Currently In Use: 0; UST Temp Close: 0; AST Currently In Use: 0; AST Temp Closed: 0 | 0 | 0 | 9 | 10520-115-014373 | NANCY ROSS
39159 | Permanently Closed | 1990-12-19 | 1985-01-01 | 1990-12-19 | Petroleum | Used oil | Used oil |  | Steel | Steel | Coated & cathodic protection (sti-P3) |  | Steel |  | 1901-01-01 | [15 empty] | UST Currently In Use: 0; UST Temp Close: 0; AST Currently In Use: 0; AST Temp Closed: 0 | 0 | 0 | 9 | 10520-115-014373 | NANCY ROSS
39160 | Permanently Closed | 1990-12-19 | 1985-01-01 | 1990-12-19 | Petroleum | Used oil | Used oil |  | Steel | Steel | Coated & cathodic protection (sti-P3) |  | Steel |  | 1901-01-01 | [15 empty] | UST Currently In Use: 0; UST Temp Close: 0; AST Currently In Use: 0; AST Temp Closed: 0 | 0 | 0 | 9 | 10520-115-014373 | NANCY ROSS
39161 | Permanently Closed | 1990-12-19 | 1985-01-01 | 1990-12-19 | Petroleum | Used oil | Used oil |  | Steel | Steel | Coated & cathodic protection (sti-P3) |  | Steel |  | 1901-01-01 | [15 empty] | UST Currently In Use: 0; UST Temp Close: 0; AST Currently In Use: 0; AST Temp Closed: 0 | 0 | 0 | 9 | 10520-115-014373 | NANCY ROSS
39162 | Permanently Closed | 1990-12-19 | 1985-01-01 | 1990-12-19 | Petroleum | Used oil | Used oil |  | Steel | Steel | Coated & cathodic protection (sti-P3) |  | Steel |  | 1901-01-01 | [15 empty] | UST Currently In Use: 0; UST Temp Close: 0; AST Currently In Use: 0; AST Temp Closed: 0 | 0 | 0 | 9 | 10520-115-014373 | NANCY ROSS
39163 | Permanently Closed | 1990-12-19 | 1985-01-01 | 1990-12-19 | Petroleum | Used oil | Used oil |  | Steel | Steel | Coated & cathodic protection (sti-P3) |  | Steel |  | 1901-01-01 | [15 empty] | UST Currently In Use: 0; UST Temp Close: 0; AST Currently In Use: 0; AST Temp Closed: 0 | 0 | 0 | 9 | 10520-115-014373 | NANCY ROSS
39164 | Currently in Use |  | 1987-01-01 |  | Petroleum | Unleaded gasoline | Unleaded gasoline | Retail | Single Wall, Steel, 6K/6K | Steel | Field installed cathodic protection |  | Double Wall, Flexible | APT |  | None | Catchment Basin, Single walled catchment basin | Automatic shutoff device At 95% full | Automatic shutoff device At 95% full |  |  | Continuous Automatic Tank Gauge |  | Automatic flow restrictor (MLLD) | Automatic flow restrictor (MLLD) |  |  | Annual line testing | Annual line testing |  | UST Currently In Use: 2; UST Temp Close: 1; AST Currently In Use: 0; AST Temp Closed: 0 | 2 | 1 | 0 | 23694-073-014375 | QAMRUDDIN 'KENNY' SAGANI
39165 | Temporary Closed |  | 1987-01-01 |  | Petroleum | Unleaded gasoline | Unleaded gasoline | Retail | Single Wall, Steel | Steel | Field installed cathodic protection | [5 empty] | Single walled catchment basin | Automatic shutoff device At 95% full | Automatic shutoff device At 95% full |  |  | Continuous Automatic Tank Gauge |  | Automatic flow restrictor (MLLD) | Automatic flow restrictor (MLLD) |  |  | Annual line testing | Annual line testing |  | UST Currently In Use: 2; UST Temp Close: 1; AST Currently In Use: 0; AST Temp Closed: 0 | 2 | 1 | 0 | 23694-073-014375 | QAMRUDDIN 'KENNY' SAGANI
39166 | Currently in Use |  | 1987-01-01 |  | Petroleum | Premium gasoline | Premium gasoline | Retail | Single Wall, Steel | Steel | Field installed cathodic protection |  | Double Wall, Flexible | APT |  | None | Catchment Basin, Single walled catchment basin | Automatic shutoff device At 95% full | Automatic shutoff device At 95% full |  |  | Continuous Automatic Tank Gauge |  | Automatic flow restrictor (MLLD) | Automatic flow restrictor (MLLD) |  |  | Annual line testing | Annual line testing |  | UST Currently In Use: 2; UST Temp Close: 1; AST Currently In Use: 0; AST Temp Closed: 0 | 2 | 1 | 0 | 23694-073-014375 | QAMRUDDIN 'KENNY' SAGANI
39167 | Permanently Closed | 1991-09-05 | 1982-01-01 | 1991-09-05 | Petroleum | Unleaded gasoline | Unleaded gasoline |  | Steel | Steel |  | Painted or None |  |  | 1901-01-01 | [15 empty] | UST Currently In Use: 0; UST Temp Close: 0; AST Currently In Use: 0; AST Temp Closed: 0 | 0 | 0 | 2 | 16509-069-014376 | MEADOW GOLD DAIRIES INC
39168 | Permanently Closed | 1991-09-06 | 1981-01-01 | 1991-09-06 | Petroleum | On road diesel | On road diesel |  | Steel | Steel |  | Painted or None |  |  | 1901-01-01 | [15 empty] | UST Currently In Use: 0; UST Temp Close: 0; AST Currently In Use: 0; AST Temp Closed: 0 | 0 | 0 | 2 | 16509-069-014376 | MEADOW GOLD DAIRIES INC
39169 | Permanently Closed | 1990-10-10 | 1979-01-01 | 1990-10-10 | Petroleum | On road diesel | On road diesel |  | Steel | Steel |  | Painted or None | Steel |  | 1901-01-01 | [15 empty] | UST Currently In Use: 0; UST Temp Close: 0; AST Currently In Use: 0; AST Temp Closed: 0 | 0 | 0 | 1 | 16509-101-014377 | MEADOW GOLD DAIRIES INC
39170 | Currently in Use |  | 1989-01-01 |  | Petroleum | On road diesel | On road diesel | Emergency Power Generator, Industrial | Fiberglass reinforced plastic | Fiberglass reinforced plastic |  |  | Other, COPPER |  |  | Other, INSIDE PVC | Catchment Basin, Single walled catchment basin | Automatic shutoff device At 95% full | Automatic shutoff device At 95% full |  |  | Other | [8 empty] | UST Currently In Use: 1; UST Temp Close: 0; AST Currently In Use: 0; AST Temp Closed: 0 | 1 | 0 | 0 | 23463-089-019480 | 7800 MADISON LLC C/O CHASE COMMERCIA
39171 | Permanently Closed | 2012-11-20 | 1990-01-01 | 2013-04-23 | Petroleum | Unleaded gasoline | Unleaded gasoline | Industrial | Steel | Steel | Coated & cathodic protection (sti-P3) |  | Fiberglass reinforced plastic |  |  |  | Catchment Basin, Single walled catchment basin | Flow Rest 90% Full | Flow Rest 90% Full |  |  | Statistical Inventory Reconciliation (SIR) | [8 empty] | UST Currently In Use: 0; UST Temp Close: 0; AST Currently In Use: 0; AST Temp Closed: 0 | 0 | 0 | 1 | 16510-089-014378 | WYLE LABORATORIES
39172 | Permanently Closed | 1988-12-01 | 1901-01-01 | 1989-09-26 | Petroleum | Unleaded gasoline | Unleaded gasoline |  | Steel | Steel |  |  | Steel |  | 1901-01-01 | [15 empty] | UST Currently In Use: 0; UST Temp Close: 0; AST Currently In Use: 0; AST Temp Closed: 0 | 0 | 0 | 4 | 16511-015-014379 | ESTATE OF G W MCCARTNEY JR
39173 | Permanently Closed | 1988-12-01 | 1901-01-01 | 1989-09-26 | Petroleum | Unleaded gasoline | Unleaded gasoline |  | Steel | Steel |  |  | Steel |  | 1901-01-01 | [15 empty] | UST Currently In Use: 0; UST Temp Close: 0; AST Currently In Use: 0; AST Temp Closed: 0 | 0 | 0 | 4 | 16511-015-014379 | ESTATE OF G W MCCARTNEY JR
39174 | Permanently Closed | 1988-12-01 | 1901-01-01 | 1989-09-26 | Petroleum | Unleaded gasoline | Unleaded gasoline |  | Steel | Steel |  |  | Steel |  | 1901-01-01 | [15 empty] | UST Currently In Use: 0; UST Temp Close: 0; AST Currently In Use: 0; AST Temp Closed: 0 | 0 | 0 | 4 | 16511-015-014379 | ESTATE OF G W MCCARTNEY JR
39175 | Permanently Closed | 1988-12-01 | 1901-01-01 | 1989-09-26 | Petroleum | On road diesel | On road diesel |  | Steel | Steel |  |  | Steel |  | 1901-01-01 | [15 empty] | UST Currently In Use: 0; UST Temp Close: 0; AST Currently In Use: 0; AST Temp Closed: 0 | 0 | 0 | 4 | 16511-015-014379 | ESTATE OF G W MCCARTNEY JR
39176 | Permanently Closed | 1995-10-21 | 1969-01-01 | 1997-10-21 | Petroleum | Unleaded gasoline | Unleaded gasoline |  | Steel | Steel |  |  |  |  | 1901-01-01 | [15 empty] | UST Currently In Use: 0; UST Temp Close: 0; AST Currently In Use: 0; AST Temp Closed: 0 | 0 | 0 | 1 | 16512-089-014380 | CITY OF MADISON
39177 | Permanently Closed | 1991-04-05 | 1981-01-01 | 1991-04-05 | Petroleum | Unleaded gasoline | Unleaded gasoline |  | Steel | Steel |  | Painted or None | Steel |  | 1901-01-01 | [15 empty] | UST Currently In Use: 0; UST Temp Close: 0; AST Currently In Use: 1; AST Temp Closed: 0 | 0 | 0 | 1 | 16512-089-014381 | CITY OF MADISON
39178 | Permanently Closed | 1995-04-05 | 1901-01-01 | 1995-04-05 | Petroleum | Unleaded gasoline | Unleaded gasoline |  | Steel | Steel |  |  | Steel |  | 1901-01-01 |  | Catchment Basin, Single walled catchment basin | [13 empty] | UST Currently In Use: 2; UST Temp Close: 0; AST Currently In Use: 0; AST Temp Closed: 0 | 2 | 0 | 3 | 16513-073-014382 | JACK MASSEY C/O HOLDEN ENERGY
39179 | Permanently Closed | 1995-04-05 | 1901-01-01 | 1995-04-05 | Petroleum | Unleaded gasoline | Unleaded gasoline |  | Steel | Steel |  |  | Steel |  | 1901-01-01 |  | Catchment Basin, Single walled catchment basin | [13 empty] | UST Currently In Use: 2; UST Temp Close: 0; AST Currently In Use: 0; AST Temp Closed: 0 | 2 | 0 | 3 | 16513-073-014382 | JACK MASSEY C/O HOLDEN ENERGY
39180 | Permanently Closed | 1995-04-05 | 1901-01-01 | 1995-04-05 | Petroleum | Unleaded gasoline | Unleaded gasoline |  | Steel | Steel |  |  | Steel |  | 1901-01-01 |  | Catchment Basin, Single walled catchment basin | [13 empty] | UST Currently In Use: 2; UST Temp Close: 0; AST Currently In Use: 0; AST Temp Closed: 0 | 2 | 0 | 3 | 16513-073-014382 | JACK MASSEY C/O HOLDEN ENERGY
39181 | Permanently Closed | 1997-09-05 | 1987-01-01 | 1997-09-09 | Petroleum | Unleaded gasoline | Unleaded gasoline | Emergency Power Generator, Industrial | Fiberglass coated steel | Fiberglass coated steel |  |  | Other, COPPER |  | 1901-01-01 | [6 empty] | Other | [8 empty] | UST Currently In Use: 0; UST Temp Close: 0; AST Currently In Use: 0; AST Temp Closed: 0 | 0 | 0 | 1 | 16514-073-014383 | BIRMINGHAM CELLULAR PHONE
39182 | Permanently Closed | 1994-01-05 | 1987-01-01 | 1994-01-05 | Petroleum | Other, NEW OIL | Other | [7 empty] | 1901-01-01 | [15 empty] | UST Currently In Use: 0; UST Temp Close: 0; AST Currently In Use: 0; AST Temp Closed: 0 | 0 | 0 | 3 | 16515-089-014384 | SONNY KING INC
39183 | Permanently Closed | 1994-01-05 | 1987-01-01 | 1994-01-05 | Petroleum | Used oil | Used oil | [7 empty] | 1901-01-01 | [15 empty] | UST Currently In Use: 0; UST Temp Close: 0; AST Currently In Use: 0; AST Temp Closed: 0 | 0 | 0 | 3 | 16515-089-014384 | SONNY KING INC
39184 | Permanently Closed | 1994-01-05 | 1987-01-01 | 1994-01-05 | Petroleum | Other, TRANSFLUID | Other | [7 empty] | 1901-01-01 | [15 empty] | UST Currently In Use: 0; UST Temp Close: 0; AST Currently In Use: 0; AST Temp Closed: 0 | 0 | 0 | 3 | 16515-089-014384 | SONNY KING INC
39185 | Permanently Closed | 1990-05-11 | 1959-01-01 | 1990-05-11 | Petroleum | Unleaded gasoline | Unleaded gasoline |  | Steel | Steel |  |  | Steel |  | 1901-01-01 | [15 empty] | UST Currently In Use: 0; UST Temp Close: 0; AST Currently In Use: 1; AST Temp Closed: 0 | 0 | 0 | 2 | 16516-083-014385 | LLOYD P BLACK
39186 | Permanently Closed | 1990-05-11 | 1959-01-01 | 1990-05-11 | Petroleum | Unleaded gasoline | Unleaded gasoline |  | Steel | Steel |  |  | Steel |  | 1901-01-01 | [15 empty] | UST Currently In Use: 0; UST Temp Close: 0; AST Currently In Use: 1; AST Temp Closed: 0 | 0 | 0 | 2 | 16516-083-014385 | LLOYD P BLACK
39187 | Permanently Closed | 1991-11-12 | 1974-01-01 | 1991-11-12 | Petroleum | Unleaded gasoline | Unleaded gasoline |  | Steel | Steel |  |  | Steel |  | 1901-01-01 | [15 empty] | UST Currently In Use: 0; UST Temp Close: 0; AST Currently In Use: 0; AST Temp Closed: 0 | 0 | 0 | 1 | 16517-055-014387 | GADSDEN COUNTRY CLUB
39188 | Permanently Closed | 1995-08-01 | 1973-01-01 | 2000-02-25 | Petroleum | Unleaded gasoline | Unleaded gasoline | Retail | Steel | Steel |  | Painted or None | Steel |  | 1901-01-01 | [15 empty] | UST Currently In Use: 0; UST Temp Close: 0; AST Currently In Use: 0; AST Temp Closed: 0 | 0 | 0 | 4 | 19819-061-014388 | SAMUAL AND MARIAN HENDRIX
39189 | Permanently Closed | 1995-08-01 | 1973-01-01 | 2000-02-25 | Petroleum | Unleaded gasoline | Unleaded gasoline | Retail | Steel | Steel |  | Painted or None | Steel |  | 1901-01-01 | [15 empty] | UST Currently In Use: 0; UST Temp Close: 0; AST Currently In Use: 0; AST Temp Closed: 0 | 0 | 0 | 4 | 19819-061-014388 | SAMUAL AND MARIAN HENDRIX
39190 | Permanently Closed | 1995-08-01 | 1973-01-01 | 2000-02-25 | Petroleum | Unleaded gasoline | Unleaded gasoline | Retail | Steel | Steel |  | Painted or None | Steel |  | 1901-01-01 | [15 empty] | UST Currently In Use: 0; UST Temp Close: 0; AST Currently In Use: 0; AST Temp Closed: 0 | 0 | 0 | 4 | 19819-061-014388 | SAMUAL AND MARIAN HENDRIX
39191 | Permanently Closed | 1995-08-01 | 1973-01-01 | 2000-02-25 | Petroleum | On road diesel | On road diesel | Retail | Steel | Steel |  | Painted or None | Steel |  | 1901-01-01 | [15 empty] | UST Currently In Use: 0; UST Temp Close: 0; AST Currently In Use: 0; AST Temp Closed: 0 | 0 | 0 | 4 | 19819-061-014388 | SAMUAL AND MARIAN HENDRIX
39192 | Permanently Closed | 1995-05-18 | 1977-01-01 | 1995-05-18 | Petroleum | On road diesel | On road diesel |  | Steel | Steel |  | Painted or None | Steel |  | 1901-01-01 | [15 empty] | UST Currently In Use: 1; UST Temp Close: 0; AST Currently In Use: 2; AST Temp Closed: 0 | 1 | 0 | 1 | 25229-003-014389 | CRACKER JACK ENTERPRISES
39193 | Permanently Closed | 1989-07-20 | 1979-01-01 | 1989-07-20 | Petroleum | On road diesel | On road diesel |  | Steel | Steel |  |  | Steel |  | 1901-01-01 | [15 empty] | UST Currently In Use: 0; UST Temp Close: 0; AST Currently In Use: 0; AST Temp Closed: 0 | 0 | 0 | 2 | 16520-103-014390 | PATRICK INDUSTRIES
39194 | Permanently Closed | 1989-07-20 | 1979-01-01 | 1989-07-20 | Petroleum | Unleaded gasoline | Unleaded gasoline |  | Steel | Steel |  |  | Steel |  | 1901-01-01 | [15 empty] | UST Currently In Use: 0; UST Temp Close: 0; AST Currently In Use: 0; AST Temp Closed: 0 | 0 | 0 | 2 | 16520-103-014390 | PATRICK INDUSTRIES
39195 | Currently in Use |  | 1976-01-01 |  | Petroleum | Unleaded gasoline | Unleaded gasoline |  | Steel | Steel | Field installed cathodic protection |  | Steel |  |  | Field installed cathodic protection | Catchment Basin, Single walled catchment basin | Automatic shutoff device At 95% full | Automatic shutoff device At 95% full |  |  | Statistical Inventory Reconciliation (SIR) | [8 empty] | UST Currently In Use: 3; UST Temp Close: 0; AST Currently In Use: 0; AST Temp Closed: 0 | 3 | 0 | 0 | 19866-045-002376 | MOHAMMED AND ANIZA RAZARI
39196 | Currently in Use |  | 1976-01-01 |  | Petroleum | Unleaded gasoline | Unleaded gasoline |  | Steel | Steel | Field installed cathodic protection |  | Steel |  |  | Field installed cathodic protection | Catchment Basin, Single walled catchment basin | Automatic shutoff device At 95% full | Automatic shutoff device At 95% full |  |  | Statistical Inventory Reconciliation (SIR) | [8 empty] | UST Currently In Use: 3; UST Temp Close: 0; AST Currently In Use: 0; AST Temp Closed: 0 | 3 | 0 | 0 | 19866-045-002376 | MOHAMMED AND ANIZA RAZARI
39197 | Currently in Use |  | 1976-01-01 |  | Petroleum | Unleaded gasoline | Unleaded gasoline |  | Steel | Steel | Field installed cathodic protection |  | Steel |  |  | Field installed cathodic protection | Catchment Basin, Single walled catchment basin | Automatic shutoff device At 95% full | Automatic shutoff device At 95% full |  |  | Statistical Inventory Reconciliation (SIR) | [8 empty] | UST Currently In Use: 3; UST Temp Close: 0; AST Currently In Use: 0; AST Temp Closed: 0 | 3 | 0 | 0 | 19866-045-002376 | MOHAMMED AND ANIZA RAZARI
39198 | Currently in Use |  | 1988-01-01 |  | Petroleum | Unleaded gasoline | Unleaded gasoline | Retail | Steel | Steel | Coated & cathodic protection (sti-P3) |  | Fiberglass reinforced plastic |  |  |  | Catchment Basin, Single walled catchment basin | Automatic shutoff device At 95% full | Automatic shutoff device At 95% full |  |  | Continuous Automatic Tank Gauge |  | Automatic shutoff device (AELLD) | Automatic shutoff device (AELLD) | [5 empty] | UST Currently In Use: 3; UST Temp Close: 0; AST Currently In Use: 0; AST Temp Closed: 0 | 3 | 0 | 0 | 19709-003-014394 | TWIN OAKS COMPANY
39199 | Currently in Use |  | 1988-01-01 |  | Petroleum | Premium gasoline | Premium gasoline | Retail | Steel | Steel | Coated & cathodic protection (sti-P3) |  | Fiberglass reinforced plastic |  |  |  | Catchment Basin, Single walled catchment basin | Automatic shutoff device At 95% full | Automatic shutoff device At 95% full |  |  | Continuous Automatic Tank Gauge |  | Automatic shutoff device (AELLD) | Automatic shutoff device (AELLD) | [5 empty] | UST Currently In Use: 3; UST Temp Close: 0; AST Currently In Use: 0; AST Temp Closed: 0 | 3 | 0 | 0 | 19709-003-014394 | TWIN OAKS COMPANY
39200 | Currently in Use |  | 1988-01-01 |  | Petroleum | On road diesel | On road diesel | Retail | Steel | Steel | Coated & cathodic protection (sti-P3) |  | Fiberglass reinforced plastic |  |  |  | Catchment Basin, Single walled catchment basin | Automatic shutoff device At 95% full | Automatic shutoff device At 95% full |  |  | Continuous Automatic Tank Gauge |  | Automatic shutoff device (AELLD) | Automatic shutoff device (AELLD) | [5 empty] | UST Currently In Use: 3; UST Temp Close: 0; AST Currently In Use: 0; AST Temp Closed: 0 | 3 | 0 | 0 | 19709-003-014394 | TWIN OAKS COMPANY
39201 | Permanently Closed | 1989-09-29 | 1974-01-01 | 1989-09-28 | Petroleum | Unleaded gasoline | Unleaded gasoline |  | Steel | Steel |  | Painted or None | Steel |  | 1901-01-01 | [15 empty] | UST Currently In Use: 0; UST Temp Close: 0; AST Currently In Use: 0; AST Temp Closed: 0 | 0 | 0 | 4 | 16524-073-014392 | CRESTAR FOODS
39202 | Permanently Closed | 1989-09-29 | 1974-01-01 | 1989-09-29 | Petroleum | Other, OTHER | Other |  | Steel | Steel |  | Painted or None | Steel |  | 1901-01-01 | [15 empty] | UST Currently In Use: 0; UST Temp Close: 0; AST Currently In Use: 0; AST Temp Closed: 0 | 0 | 0 | 4 | 16524-073-014392 | CRESTAR FOODS
39203 | Permanently Closed | 1991-01-17 | 1974-01-01 | 1991-01-17 | Petroleum | On road diesel | On road diesel |  | Steel | Steel |  | Painted or None | Steel |  | 1901-01-01 | [15 empty] | UST Currently In Use: 0; UST Temp Close: 0; AST Currently In Use: 0; AST Temp Closed: 0 | 0 | 0 | 4 | 16524-073-014392 | CRESTAR FOODS
39204 | Permanently Closed | 1991-01-17 | 1974-01-01 | 1991-01-17 | Petroleum | On road diesel | On road diesel |  | Steel | Steel |  | Painted or None | Steel |  | 1901-01-01 | [15 empty] | UST Currently In Use: 0; UST Temp Close: 0; AST Currently In Use: 0; AST Temp Closed: 0 | 0 | 0 | 4 | 16524-073-014392 | CRESTAR FOODS
39205 |  | 1998-12-17 | 1979-01-01 |  | Petroleum | Unleaded gasoline | Unleaded gasoline |  | Steel | Steel |  | Painted or None | Steel |  | 1901-01-01 | [15 empty] | UST Currently In Use: 0; UST Temp Close: 0; AST Currently In Use: 0; AST Temp Closed: 0 | 0 | 0 | 0 | 16525-017-014410 | DELLA L MILNER
39206 |  | 1998-12-17 | 1979-01-01 |  | Petroleum | Unleaded gasoline | Unleaded gasoline |  | Steel | Steel |  | Painted or None | Steel |  | 1901-01-01 | [15 empty] | UST Currently In Use: 0; UST Temp Close: 0; AST Currently In Use: 0; AST Temp Closed: 0 | 0 | 0 | 0 | 16525-017-014410 | DELLA L MILNER
39207 | Permanently Closed | 1993-09-01 | 1982-01-01 | 1993-09-21 | Petroleum | Unleaded gasoline | Unleaded gasoline | Retail | Steel | Steel |  |  |  |  | 1901-01-01 | [15 empty] | UST Currently In Use: 0; UST Temp Close: 0; AST Currently In Use: 0; AST Temp Closed: 0 | 0 | 0 | 3 | 17535-123-014411 | BONNIE CALDWELL
39208 | Permanently Closed | 1993-09-01 | 1982-01-01 | 1993-09-21 | Petroleum | Unleaded gasoline | Unleaded gasoline | Retail | Steel | Steel |  |  |  |  | 1901-01-01 | [15 empty] | UST Currently In Use: 0; UST Temp Close: 0; AST Currently In Use: 0; AST Temp Closed: 0 | 0 | 0 | 3 | 17535-123-014411 | BONNIE CALDWELL
39209 | Permanently Closed | 1993-09-01 | 1982-01-01 | 1993-09-21 | Petroleum | On road diesel | On road diesel | Retail | Steel | Steel |  |  |  |  | 1901-01-01 | [15 empty] | UST Currently In Use: 0; UST Temp Close: 0; AST Currently In Use: 0; AST Temp Closed: 0 | 0 | 0 | 3 | 17535-123-014411 | BONNIE CALDWELL
39210 | Currently in Use |  | 1982-01-01 |  | Petroleum | On road diesel | On road diesel | Retail | Steel | Steel | Field installed cathodic protection |  | Steel |  |  | Field installed cathodic protection | Catchment Basin, Single walled catchment basin | Automatic shutoff device At 95% full | Automatic shutoff device At 95% full |  |  | Automatic Tank Gauge | [8 empty] | UST Currently In Use: 4; UST Temp Close: 0; AST Currently In Use: 0; AST Temp Closed: 0 | 4 | 0 | 2 | 26018-017-014412 | TIGER HILL LLC
39211 | Currently in Use |  | 1982-01-01 |  | Petroleum | Premium gasoline | Premium gasoline | Retail | Steel | Steel | Field installed cathodic protection |  | Steel |  |  | Field installed cathodic protection | Catchment Basin, Single walled catchment basin | Automatic shutoff device At 95% full | Automatic shutoff device At 95% full |  |  | Automatic Tank Gauge | [8 empty] | UST Currently In Use: 4; UST Temp Close: 0; AST Currently In Use: 0; AST Temp Closed: 0 | 4 | 0 | 2 | 26018-017-014412 | TIGER HILL LLC
39212 | Currently in Use |  | 1982-01-01 |  | Petroleum | Unleaded gasoline | Unleaded gasoline | Retail | Steel | Steel | Field installed cathodic protection |  | Steel |  |  | Field installed cathodic protection | Catchment Basin, Single walled catchment basin | Automatic shutoff device At 95% full | Automatic shutoff device At 95% full |  |  | Automatic Tank Gauge | [8 empty] | UST Currently In Use: 4; UST Temp Close: 0; AST Currently In Use: 0; AST Temp Closed: 0 | 4 | 0 | 2 | 26018-017-014412 | TIGER HILL LLC
39213 | Currently in Use |  | 1982-01-01 |  | Petroleum | Off road diesel | Off road diesel | Retail | Steel | Steel | Field installed cathodic protection |  | Steel |  |  | Field installed cathodic protection | Catchment Basin, Single walled catchment basin | Automatic shutoff device At 95% full | Automatic shutoff device At 95% full |  |  | Automatic Tank Gauge | [8 empty] | UST Currently In Use: 4; UST Temp Close: 0; AST Currently In Use: 0; AST Temp Closed: 0 | 4 | 0 | 2 | 26018-017-014412 | TIGER HILL LLC
39214 | Permanently Closed | 1992-09-08 | 1974-01-01 | 1992-09-08 | Petroleum | On road diesel | On road diesel |  | Steel | Steel |  | Painted or None | Steel |  | 1901-01-01 | [15 empty] | UST Currently In Use: 4; UST Temp Close: 0; AST Currently In Use: 0; AST Temp Closed: 0 | 4 | 0 | 2 | 26018-017-014412 | TIGER HILL LLC
39215 | Permanently Closed | 1992-09-08 | 1982-01-01 | 1992-09-08 | Petroleum | Kerosene | Kerosene |  | Steel | Steel |  | Painted or None | Steel |  | 1901-01-01 | [15 empty] | UST Currently In Use: 4; UST Temp Close: 0; AST Currently In Use: 0; AST Temp Closed: 0 | 4 | 0 | 2 | 26018-017-014412 | TIGER HILL LLC
39216 | Permanently Closed | 1995-02-28 | 1984-01-01 | 1999-12-22 | Petroleum | Used oil | Used oil |  | Steel | Steel |  |  | Fiberglass reinforced plastic |  | 1901-01-01 | [15 empty] | UST Currently In Use: 0; UST Temp Close: 0; AST Currently In Use: 0; AST Temp Closed: 0 | 0 | 0 | 1 | 16528-123-014413 | LARRY PAUL SCROGGINS
39217 | Permanently Closed | 1988-12-25 | 1901-01-01 | 1994-12-09 | Petroleum | Unleaded gasoline | Unleaded gasoline |  | Steel | Steel |  |  | Steel |  | 1901-01-01 | [15 empty] | UST Currently In Use: 0; UST Temp Close: 0; AST Currently In Use: 0; AST Temp Closed: 0 | 0 | 0 | 2 | 16529-047-014414 | LAMBERT OIL CO
39218 | Permanently Closed | 1988-12-25 | 1901-01-01 | 1994-12-09 | Petroleum | Unleaded gasoline | Unleaded gasoline |  | Steel | Steel |  |  | Steel |  | 1901-01-01 | [15 empty] | UST Currently In Use: 0; UST Temp Close: 0; AST Currently In Use: 0; AST Temp Closed: 0 | 0 | 0 | 2 | 16529-047-014414 | LAMBERT OIL CO
39219 | Permanently Closed | 1991-12-10 | 1964-01-01 | 1991-12-10 | Petroleum | Unleaded gasoline | Unleaded gasoline |  | Steel | Steel |  |  |  |  | 1901-01-01 | [15 empty] | UST Currently In Use: 0; UST Temp Close: 0; AST Currently In Use: 0; AST Temp Closed: 0 | 0 | 0 | 2 | 16530-101-014415 | UNITED SURGICAL STEEL CO INC
39220 | Permanently Closed | 1991-12-10 | 1964-01-01 | 1991-12-10 | Petroleum | Unleaded gasoline | Unleaded gasoline |  | Steel | Steel |  |  |  |  | 1901-01-01 | [15 empty] | UST Currently In Use: 0; UST Temp Close: 0; AST Currently In Use: 0; AST Temp Closed: 0 | 0 | 0 | 2 | 16530-101-014415 | UNITED SURGICAL STEEL CO INC
39221 | Cannot Locate or abandoned | 1998-12-22 | 1981-01-01 |  | Petroleum | Unleaded gasoline | Unleaded gasoline |  | Steel | Steel |  |  | Steel |  | 1901-01-01 | [15 empty] | UST Currently In Use: 0; UST Temp Close: 0; AST Currently In Use: 0; AST Temp Closed: 0 | 0 | 0 | 0 | 16531-047-014416 | FELIX RICHARDSON N
39222 | Cannot Locate or abandoned | 1998-12-22 | 1981-01-01 |  | Petroleum | Unleaded gasoline | Unleaded gasoline |  | Steel | Steel |  |  | Steel |  | 1901-01-01 | [15 empty] | UST Currently In Use: 0; UST Temp Close: 0; AST Currently In Use: 0; AST Temp Closed: 0 | 0 | 0 | 0 | 16531-047-014416 | FELIX RICHARDSON N
39223 | Permanently Closed | 1990-11-24 | 1981-01-01 | 1990-11-24 | Petroleum | Unleaded gasoline | Unleaded gasoline |  | Steel | Steel |  | Painted or None | Steel |  | 1901-01-01 | [15 empty] | UST Currently In Use: 0; UST Temp Close: 0; AST Currently In Use: 0; AST Temp Closed: 0 | 0 | 0 | 1 | 16532-073-003987 | ELAINE THOMPSON YARD CLUB
39224 | Permanently Closed | 1998-12-04 | 1901-01-01 | 2000-03-21 | Petroleum | Unleaded gasoline | Unleaded gasoline |  | Steel | Steel |  | Painted or None | Steel |  | 1901-01-01 | [6 empty] | Statistical Inventory Reconciliation (SIR) | [8 empty] | UST Currently In Use: 0; UST Temp Close: 0; AST Currently In Use: 0; AST Temp Closed: 0 | 0 | 0 | 2 | 16533-123-014417 | SAMMY KEEBLE
39225 | Permanently Closed | 1998-12-04 | 1901-01-01 | 2000-03-21 | Petroleum | Unleaded gasoline | Unleaded gasoline |  | Steel | Steel |  | Painted or None | Steel |  | 1901-01-01 | [6 empty] | Statistical Inventory Reconciliation (SIR) | [8 empty] | UST Currently In Use: 0; UST Temp Close: 0; AST Currently In Use: 0; AST Temp Closed: 0 | 0 | 0 | 2 | 16533-123-014417 | SAMMY KEEBLE
39226 | Permanently Closed | 2010-11-26 | 1989-10-01 | 2010-12-06 | Petroleum | Premium gasoline | Premium gasoline | Retail | Steel | Steel | Coated & cathodic protection (sti-P3) |  | Fiberglass reinforced plastic |  |  |  | Catchment Basin, Single walled catchment basin | Automatic shutoff device At 95% full | Automatic shutoff device At 95% full |  |  | Statistical Inventory Reconciliation (SIR) | [5 empty] | Statistical inventory reconciliation (SIR) | Statistical inventory reconciliation (SIR) |  | UST Currently In Use: 0; UST Temp Close: 0; AST Currently In Use: 0; AST Temp Closed: 0 | 0 | 0 | 4 | 16534-051-014418 | DIXIE ADVERTISING CO
39227 | Permanently Closed | 2010-11-26 | 1989-10-01 | 2010-12-06 | Petroleum | Mid-grade gasoline | Mid-grade gasoline | Retail | Steel | Steel | Coated & cathodic protection (sti-P3) |  | Fiberglass reinforced plastic |  |  |  | Catchment Basin, Single walled catchment basin | Automatic shutoff device At 95% full | Automatic shutoff device At 95% full |  |  | Statistical Inventory Reconciliation (SIR) | [5 empty] | Statistical inventory reconciliation (SIR) | Statistical inventory reconciliation (SIR) |  | UST Currently In Use: 0; UST Temp Close: 0; AST Currently In Use: 0; AST Temp Closed: 0 | 0 | 0 | 4 | 16534-051-014418 | DIXIE ADVERTISING CO
39228 | Permanently Closed | 2010-11-26 | 1989-10-01 | 2010-12-06 | Petroleum | Unleaded gasoline | Unleaded gasoline | Retail | Steel | Steel | Coated & cathodic protection (sti-P3) |  | Fiberglass reinforced plastic |  |  |  | Catchment Basin, Single walled catchment basin | Automatic shutoff device At 95% full | Automatic shutoff device At 95% full |  |  | Statistical Inventory Reconciliation (SIR) | [5 empty] | Statistical inventory reconciliation (SIR) | Statistical inventory reconciliation (SIR) |  | UST Currently In Use: 0; UST Temp Close: 0; AST Currently In Use: 0; AST Temp Closed: 0 | 0 | 0 | 4 | 16534-051-014418 | DIXIE ADVERTISING CO
39229 | Permanently Closed | 1990-03-01 | 1969-01-01 | 1990-03-01 | Petroleum | Unleaded gasoline | Unleaded gasoline |  | Steel | Steel |  |  | Steel |  | 1901-01-01 | [15 empty] | UST Currently In Use: 0; UST Temp Close: 0; AST Currently In Use: 0; AST Temp Closed: 0 | 0 | 0 | 4 | 16534-051-014418 | DIXIE ADVERTISING CO
39230 | Permanently Closed | 1990-12-01 | 1901-01-01 | 1990-12-05 | Petroleum | Unleaded gasoline | Unleaded gasoline |  | Steel | Steel | Interior lined (not allowed as a standalone method of corrosion protection), COALTAREPO |  | Steel |  | 1901-01-01 | [15 empty] | UST Currently In Use: 0; UST Temp Close: 0; AST Currently In Use: 0; AST Temp Closed: 0 | 0 | 0 | 2 | 16535-047-014419 | BROWN DRUG
39231 | Permanently Closed | 1990-12-01 | 1901-01-01 | 1990-12-05 | Petroleum | Unleaded gasoline | Unleaded gasoline |  | Steel | Steel | Interior lined (not allowed as a standalone method of corrosion protection), COALTAREPO |  | Steel |  | 1901-01-01 | [15 empty] | UST Currently In Use: 0; UST Temp Close: 0; AST Currently In Use: 0; AST Temp Closed: 0 | 0 | 0 | 2 | 16535-047-014419 | BROWN DRUG
39232 | Cannot Locate or abandoned | 2002-04-24 | 1976-01-01 |  | Petroleum | Unleaded gasoline | Unleaded gasoline |  | Steel | Steel | Field installed cathodic protection | Painted or None | Steel |  | 1901-01-01 | Field installed cathodic protection | [14 empty] | UST Currently In Use: 0; UST Temp Close: 0; AST Currently In Use: 0; AST Temp Closed: 0 | 0 | 0 | 0 | 19073-123-014420 | WILLIE T FORD
39233 | Cannot Locate or abandoned | 2002-04-24 | 1975-01-01 |  | Petroleum | Unleaded gasoline | Unleaded gasoline |  | Steel | Steel | Field installed cathodic protection | Painted or None | Steel |  | 1901-01-01 | Field installed cathodic protection | [14 empty] | UST Currently In Use: 0; UST Temp Close: 0; AST Currently In Use: 0; AST Temp Closed: 0 | 0 | 0 | 0 | 19073-123-014420 | WILLIE T FORD
39234 | Permanently Closed | 2006-08-01 | 1976-01-01 | 2007-08-30 | Petroleum | Mid-grade gasoline | Mid-grade gasoline | Retail | Steel | Steel | Field installed cathodic protection |  | Steel |  | 1901-01-01 | Field installed cathodic protection | Catchment Basin, Single walled catchment basin | Automatic shutoff device At 95% full | Automatic shutoff device At 95% full |  |  | Statistical Inventory Reconciliation (SIR) | [8 empty] | UST Currently In Use: 0; UST Temp Close: 0; AST Currently In Use: 0; AST Temp Closed: 0 | 0 | 0 | 3 | 16536-123-014421 | LEONARD CLANTON
39235 | Permanently Closed | 2005-09-01 | 1976-01-01 | 2007-08-30 | Petroleum | Premium gasoline | Premium gasoline | Retail | Steel | Steel | Field installed cathodic protection |  | Steel |  | 1901-01-01 | Field installed cathodic protection | Catchment Basin, Single walled catchment basin | Automatic shutoff device At 95% full | Automatic shutoff device At 95% full |  |  | Statistical Inventory Reconciliation (SIR) | [8 empty] | UST Currently In Use: 0; UST Temp Close: 0; AST Currently In Use: 0; AST Temp Closed: 0 | 0 | 0 | 3 | 16536-123-014421 | LEONARD CLANTON
39236 | Permanently Closed | 2006-08-01 | 1976-01-01 | 2007-08-30 | Petroleum | Unleaded gasoline | Unleaded gasoline | Retail | Steel | Steel | Field installed cathodic protection |  | Steel |  | 1901-01-01 | Field installed cathodic protection | Catchment Basin, Single walled catchment basin | Automatic shutoff device At 95% full | Automatic shutoff device At 95% full |  |  | Statistical Inventory Reconciliation (SIR) | [8 empty] | UST Currently In Use: 0; UST Temp Close: 0; AST Currently In Use: 0; AST Temp Closed: 0 | 0 | 0 | 3 | 16536-123-014421 | LEONARD CLANTON
39238 | Permanently Closed | 1995-02-10 | 1985-01-01 | 1997-02-10 | Petroleum | Unleaded gasoline | Unleaded gasoline |  | Steel | Steel | Coated & cathodic protection (sti-P3) |  | Steel |  | 1901-01-01 | [15 empty] | UST Currently In Use: 0; UST Temp Close: 0; AST Currently In Use: 0; AST Temp Closed: 0 | 0 | 0 | 2 | 16537-017-014422 | ESTELLE O MASON
39239 | Permanently Closed | 1995-02-10 | 1985-01-01 | 1997-02-10 | Petroleum | Unleaded gasoline | Unleaded gasoline |  | Steel | Steel | Coated & cathodic protection (sti-P3) |  | Steel |  | 1901-01-01 | [15 empty] | UST Currently In Use: 0; UST Temp Close: 0; AST Currently In Use: 0; AST Temp Closed: 0 | 0 | 0 | 2 | 16537-017-014422 | ESTELLE O MASON
39240 | Permanently Closed | 2013-08-16 | 1973-01-01 | 2013-08-16 | Petroleum | Unleaded gasoline | Unleaded gasoline | Retail | Steel | Steel | Field installed cathodic protection |  | Fiberglass reinforced plastic |  |  |  | Catchment Basin, Single walled catchment basin | Flow Rest 90% Full | Flow Rest 90% Full |  |  | Continuous Automatic Tank Gauge, Statistical Inventory Reconciliation (SIR) | [5 empty] | Statistical inventory reconciliation (SIR) | Statistical inventory reconciliation (SIR) |  | UST Currently In Use: 0; UST Temp Close: 0; AST Currently In Use: 0; AST Temp Closed: 0 | 0 | 0 | 2 | 16538-051-003949 | TEES ENTERPRISES
39241 | Permanently Closed | 2013-08-16 | 1973-01-01 | 2013-08-16 | Petroleum | Premium gasoline | Premium gasoline | Retail | Steel | Steel | Field installed cathodic protection |  | Fiberglass reinforced plastic |  |  |  | Catchment Basin, Single walled catchment basin | Flow Rest 90% Full | Flow Rest 90% Full |  |  | Continuous Automatic Tank Gauge, Statistical Inventory Reconciliation (SIR) | [5 empty] | Statistical inventory reconciliation (SIR) | Statistical inventory reconciliation (SIR) |  | UST Currently In Use: 0; UST Temp Close: 0; AST Currently In Use: 0; AST Temp Closed: 0 | 0 | 0 | 2 | 16538-051-003949 | TEES ENTERPRISES
39243 | Currently in Use |  | 1976-01-01 |  | Petroleum | Unleaded gasoline | Unleaded gasoline | Retail | Steel | Steel | Field installed cathodic protection |  | Fiberglass reinforced plastic |  |  |  | Catchment Basin, Single walled catchment basin | Flow Rest 90% Full | Flow Rest 90% Full |  |  | Continuous Automatic Tank Gauge |  | Automatic shutoff device (AELLD) | Automatic shutoff device (AELLD) | [5 empty] | UST Currently In Use: 3; UST Temp Close: 0; AST Currently In Use: 0; AST Temp Closed: 0 | 3 | 0 | 0 | 25265-001-003963 | LGWS/Cross America Partners
39244 | Currently in Use |  | 1976-01-01 |  | Petroleum | Unleaded gasoline | Unleaded gasoline | Retail | Steel | Steel | Field installed cathodic protection |  | Fiberglass reinforced plastic |  |  |  | Catchment Basin, Single walled catchment basin | Flow Rest 90% Full | Flow Rest 90% Full |  |  | Continuous Automatic Tank Gauge |  | Other, MANIFOLDED | Other |  |  | Other, MANIFOLDED | Other |  | UST Currently In Use: 3; UST Temp Close: 0; AST Currently In Use: 0; AST Temp Closed: 0 | 3 | 0 | 0 | 25265-001-003963 | LGWS/Cross America Partners
39245 | Currently in Use |  | 1976-01-01 |  | Petroleum | Premium gasoline | Premium gasoline | Retail | Steel | Steel | Field installed cathodic protection |  | Fiberglass reinforced plastic |  |  |  | Catchment Basin, Single walled catchment basin | Flow Rest 90% Full | Flow Rest 90% Full |  |  | Continuous Automatic Tank Gauge |  | Automatic shutoff device (AELLD) | Automatic shutoff device (AELLD) | [5 empty] | UST Currently In Use: 3; UST Temp Close: 0; AST Currently In Use: 0; AST Temp Closed: 0 | 3 | 0 | 0 | 25265-001-003963 | LGWS/Cross America Partners
39246 | Currently in Use |  | 1985-01-01 |  | Petroleum | Unleaded gasoline | Unleaded gasoline | Retail | Single Wall, Steel | Steel | Field installed cathodic protection |  | Double Wall, Fiberglass reinforced plastic |  |  |  | Catchment Basin, Single walled catchment basin | Automatic shutoff device At 95% full, Flow Rest 90% Full | Flow Rest 90% Full |  |  | Continuous Automatic Tank Gauge |  | Automatic shutoff device (AELLD), Containment Sump | Containment Sump | [5 empty] | UST Currently In Use: 2; UST Temp Close: 0; AST Currently In Use: 0; AST Temp Closed: 0 | 2 | 0 | 0 | 25265-001-014423 | LGWS/CROSS AMERICA PARTNERS
39248 | Currently in Use |  | 1985-01-01 |  | Petroleum | Premium gasoline | Premium gasoline | Retail | Single Wall, Steel | Steel | Field installed cathodic protection |  | Double Wall, Fiberglass reinforced plastic |  |  |  | Catchment Basin, Single walled catchment basin | Flow Rest 90% Full | Flow Rest 90% Full |  |  | Continuous Automatic Tank Gauge |  | Automatic shutoff device (AELLD), Containment Sump | Containment Sump | [5 empty] | UST Currently In Use: 2; UST Temp Close: 0; AST Currently In Use: 0; AST Temp Closed: 0 | 2 | 0 | 0 | 25265-001-014423 | LGWS/CROSS AMERICA PARTNERS
39249 | Permanently Closed | 1999-01-07 | 1976-01-01 | 1999-01-07 | Petroleum | Unleaded gasoline | Unleaded gasoline | Retail | Steel | Steel |  |  | Steel |  | 1901-01-01 | [6 empty] | Statistical Inventory Reconciliation (SIR) | [5 empty] | Annual line testing, Statistical inventory reconciliation (SIR) | Statistical inventory reconciliation (SIR) |  | UST Currently In Use: 0; UST Temp Close: 0; AST Currently In Use: 0; AST Temp Closed: 0 | 0 | 0 | 3 | 16538-051-003946 | TEES ENTERPRISES
39250 | Permanently Closed | 1999-01-07 | 1976-01-01 | 1999-01-07 | Petroleum | Unleaded gasoline | Unleaded gasoline | Retail | Steel | Steel |  |  | Steel |  | 1901-01-01 | [6 empty] | Statistical Inventory Reconciliation (SIR) | [5 empty] | Annual line testing, Statistical inventory reconciliation (SIR) | Statistical inventory reconciliation (SIR) |  | UST Currently In Use: 0; UST Temp Close: 0; AST Currently In Use: 0; AST Temp Closed: 0 | 0 | 0 | 3 | 16538-051-003946 | TEES ENTERPRISES
39251 | Permanently Closed | 1999-01-07 | 1976-01-01 | 1999-01-07 | Petroleum | Unleaded gasoline | Unleaded gasoline | Retail | Steel | Steel |  |  | Steel |  | 1901-01-01 | [6 empty] | Statistical Inventory Reconciliation (SIR) | [5 empty] | Annual line testing, Statistical inventory reconciliation (SIR) | Statistical inventory reconciliation (SIR) |  | UST Currently In Use: 0; UST Temp Close: 0; AST Currently In Use: 0; AST Temp Closed: 0 | 0 | 0 | 3 | 16538-051-003946 | TEES ENTERPRISES
39252 | Permanently Closed | 2007-04-01 | 1978-01-01 | 2017-03-22 | Petroleum | Unleaded gasoline | Unleaded gasoline | Retail | Steel | Steel | Field installed cathodic protection |  | Steel |  |  | Field installed cathodic protection | Catchment Basin, Single walled catchment basin | Flow Rest 90% Full | Flow Rest 90% Full |  |  | Statistical Inventory Reconciliation (SIR) | [5 empty] | Statistical inventory reconciliation (SIR) | Statistical inventory reconciliation (SIR) |  | UST Currently In Use: 0; UST Temp Close: 0; AST Currently In Use: 0; AST Temp Closed: 0 | 0 | 0 | 3 | 16538-051-003966 | TEES ENTERPRISES
39253 | Permanently Closed | 2000-09-01 | 1978-01-01 | 2017-03-22 | Petroleum | Mid-grade gasoline | Mid-grade gasoline | Retail | Steel | Steel | Field installed cathodic protection |  | Steel |  |  | Field installed cathodic protection | Catchment Basin, Single walled catchment basin |  |  |  |  | Statistical Inventory Reconciliation (SIR) | [5 empty] | Statistical inventory reconciliation (SIR) | Statistical inventory reconciliation (SIR) |  | UST Currently In Use: 0; UST Temp Close: 0; AST Currently In Use: 0; AST Temp Closed: 0 | 0 | 0 | 3 | 16538-051-003966 | TEES ENTERPRISES
39254 | Permanently Closed | 2000-09-01 | 1978-01-01 | 2017-03-22 | Petroleum | Premium gasoline | Premium gasoline | Retail | Steel | Steel | Field installed cathodic protection |  | Steel |  |  | Field installed cathodic protection | Catchment Basin, Single walled catchment basin |  |  |  |  | Statistical Inventory Reconciliation (SIR) | [5 empty] | Statistical inventory reconciliation (SIR) | Statistical inventory reconciliation (SIR) |  | UST Currently In Use: 0; UST Temp Close: 0; AST Currently In Use: 0; AST Temp Closed: 0 | 0 | 0 | 3 | 16538-051-003966 | TEES ENTERPRISES
39255 | Permanently Closed | 1990-04-05 | 1901-01-01 | 1990-04-05 | Petroleum | On road diesel | On road diesel |  | Steel | Steel |  | Painted or None |  |  | 1901-01-01 | [15 empty] | UST Currently In Use: 0; UST Temp Close: 0; AST Currently In Use: 0; AST Temp Closed: 0 | 0 | 0 | 2 | 16539-097-014424 | MOBILE MEMORIAL GARDENS INC
39256 | Permanently Closed | 1990-04-05 | 1981-01-01 | 1990-04-05 | Petroleum | Kerosene | Kerosene |  | Steel | Steel |  | Painted or None |  |  | 1901-01-01 | [15 empty] | UST Currently In Use: 0; UST Temp Close: 0; AST Currently In Use: 0; AST Temp Closed: 0 | 0 | 0 | 2 | 16539-097-014424 | MOBILE MEMORIAL GARDENS INC
39257 | Permanently Closed | 1988-01-01 | 1969-01-01 | 1988-01-01 | Petroleum | Unleaded gasoline | Unleaded gasoline |  | Steel | Steel |  | Painted or None | Steel |  | 1901-01-01 | [15 empty] | UST Currently In Use: 0; UST Temp Close: 0; AST Currently In Use: 0; AST Temp Closed: 0 | 0 | 0 | 3 | 16540-063-004905 | V G PEARCE
39258 | Permanently Closed | 1988-01-01 | 1981-01-01 | 1988-01-01 | Petroleum | Unleaded gasoline | Unleaded gasoline |  | Steel | Steel |  | Painted or None | Steel |  | 1901-01-01 | [15 empty] | UST Currently In Use: 0; UST Temp Close: 0; AST Currently In Use: 0; AST Temp Closed: 0 | 0 | 0 | 3 | 16540-063-004905 | V G PEARCE
39259 | Permanently Closed | 1983-06-01 | 1969-01-01 | 1988-01-01 | Petroleum | Unleaded gasoline | Unleaded gasoline |  | Steel | Steel |  | Painted or None | Steel |  | 1901-01-01 | [15 empty] | UST Currently In Use: 0; UST Temp Close: 0; AST Currently In Use: 0; AST Temp Closed: 0 | 0 | 0 | 3 | 16540-063-004905 | V G PEARCE
39260 | Permanently Closed | 1980-06-01 | 1974-01-01 | 1992-11-19 | Petroleum | Unleaded gasoline | Unleaded gasoline |  | Steel | Steel |  | Painted or None | Steel |  | 1901-01-01 | [15 empty] | UST Currently In Use: 0; UST Temp Close: 0; AST Currently In Use: 0; AST Temp Closed: 0 | 0 | 0 | 1 | 16541-051-003648 | WILLIAM GREY
39261 | Currently in Use |  | 1987-11-18 |  | Petroleum | Unleaded gasoline | Unleaded gasoline | Retail | Steel | Steel | Coated & cathodic protection (sti-P3) |  | Fiberglass reinforced plastic |  |  | Galvanic Cathodic, FLEX CONNS | Catchment Basin, Single walled catchment basin | Automatic shutoff device At 95% full | Automatic shutoff device At 95% full |  |  | Automatic Tank Gauge |  | Automatic flow restrictor (MLLD) | Automatic flow restrictor (MLLD) |  |  | Annual line testing | Annual line testing |  | UST Currently In Use: 4; UST Temp Close: 0; AST Currently In Use: 0; AST Temp Closed: 0 | 4 | 0 | 0 | 19850-007-010725 | SIX MILE GROCERY
39262 | Currently in Use |  | 1987-11-18 |  | Petroleum | Unleaded gasoline | Unleaded gasoline | Retail | Steel | Steel | Coated & cathodic protection (sti-P3) |  | Fiberglass reinforced plastic |  |  | Galvanic Cathodic, FLEX CONNS | Catchment Basin, Single walled catchment basin | Automatic shutoff device At 95% full | Automatic shutoff device At 95% full |  |  | Automatic Tank Gauge |  | Automatic flow restrictor (MLLD) | Automatic flow restrictor (MLLD) |  |  | Annual line testing | Annual line testing |  | UST Currently In Use: 4; UST Temp Close: 0; AST Currently In Use: 0; AST Temp Closed: 0 | 4 | 0 | 0 | 19850-007-010725 | SIX MILE GROCERY
39263 | Currently in Use |  | 1987-11-18 |  | Petroleum | Unleaded gasoline | Unleaded gasoline | Retail | Steel | Steel | Coated & cathodic protection (sti-P3) |  | Fiberglass reinforced plastic |  |  | Galvanic Cathodic, FLEX CONNS | Catchment Basin, Single walled catchment basin | Automatic shutoff device At 95% full | Automatic shutoff device At 95% full |  |  | Automatic Tank Gauge |  | Automatic flow restrictor (MLLD) | Automatic flow restrictor (MLLD) |  |  | Annual line testing | Annual line testing |  | UST Currently In Use: 4; UST Temp Close: 0; AST Currently In Use: 0; AST Temp Closed: 0 | 4 | 0 | 0 | 19850-007-010725 | SIX MILE GROCERY
39264 | Currently in Use |  | 1987-11-18 |  | Petroleum | On road diesel | On road diesel | Retail | Steel | Steel | Coated & cathodic protection (sti-P3) |  | Fiberglass reinforced plastic |  |  | Galvanic Cathodic, FLEX CONNS | Catchment Basin, Single walled catchment basin | Automatic shutoff device At 95% full | Automatic shutoff device At 95% full |  |  | Automatic Tank Gauge |  | Automatic flow restrictor (MLLD) | Automatic flow restrictor (MLLD) |  |  | Annual line testing | Annual line testing |  | UST Currently In Use: 4; UST Temp Close: 0; AST Currently In Use: 0; AST Temp Closed: 0 | 4 | 0 | 0 | 19850-007-010725 | SIX MILE GROCERY
39265 | Retired | 1986-01-01 | 1963-01-01 |  | Petroleum | Unleaded gasoline | Unleaded gasoline |  | Steel | Steel |  |  |  |  | 1901-01-01 | [15 empty] | UST Currently In Use: 0; UST Temp Close: 0; AST Currently In Use: 0; AST Temp Closed: 0 | 0 | 0 | 0 | 16543-057-011337 | RICHARD ARTHUR
39266 | Retired | 1986-01-01 | 1963-01-01 |  | Petroleum | Unleaded gasoline | Unleaded gasoline |  | Steel | Steel |  |  |  |  | 1901-01-01 | [15 empty] | UST Currently In Use: 0; UST Temp Close: 0; AST Currently In Use: 0; AST Temp Closed: 0 | 0 | 0 | 0 | 16543-057-011337 | RICHARD ARTHUR
39267 | Retired | 1988-12-22 | 1963-01-01 |  | Petroleum | On road diesel | On road diesel |  | Steel | Steel |  |  |  |  | 1901-01-01 | [15 empty] | UST Currently In Use: 0; UST Temp Close: 0; AST Currently In Use: 0; AST Temp Closed: 0 | 0 | 0 | 0 | 16543-057-011337 | RICHARD ARTHUR
39268 | Permanently Closed | 1992-03-17 | 1984-01-01 | 1992-03-17 | Petroleum | On road diesel | On road diesel |  | Steel | Steel |  | Painted or None | Steel |  | 1901-01-01 | [15 empty] | UST Currently In Use: 0; UST Temp Close: 6; AST Currently In Use: 0; AST Temp Closed: 0 | 0 | 6 | 5 | 23814-021-014426 | RICKY G HEADLEY
39269 | Permanently Closed | 1992-03-17 | 1984-01-01 | 1992-03-17 | Petroleum | Unleaded gasoline | Unleaded gasoline |  | Steel | Steel |  | Painted or None | Steel |  | 1901-01-01 | [15 empty] | UST Currently In Use: 0; UST Temp Close: 6; AST Currently In Use: 0; AST Temp Closed: 0 | 0 | 6 | 5 | 23814-021-014426 | RICKY G HEADLEY
39270 | Permanently Closed | 1992-03-17 | 1984-01-01 | 1992-03-17 | Petroleum | Unleaded gasoline | Unleaded gasoline |  | Steel | Steel |  | Painted or None | Steel |  | 1901-01-01 | [15 empty] | UST Currently In Use: 0; UST Temp Close: 6; AST Currently In Use: 0; AST Temp Closed: 0 | 0 | 6 | 5 | 23814-021-014426 | RICKY G HEADLEY
39271 | Permanently Closed | 1992-03-17 | 1984-01-01 | 1992-03-17 | Petroleum | Unleaded gasoline | Unleaded gasoline |  | Steel | Steel |  | Painted or None | Steel |  | 1901-01-01 | [15 empty] | UST Currently In Use: 0; UST Temp Close: 6; AST Currently In Use: 0; AST Temp Closed: 0 | 0 | 6 | 5 | 23814-021-014426 | RICKY G HEADLEY
39272 | Permanently Closed | 1992-03-17 | 1984-01-01 | 1992-03-17 | Petroleum | Unleaded gasoline | Unleaded gasoline |  | Steel | Steel |  | Painted or None | Fiberglass reinforced plastic |  | 1901-01-01 | [15 empty] | UST Currently In Use: 0; UST Temp Close: 6; AST Currently In Use: 0; AST Temp Closed: 0 | 0 | 6 | 5 | 23814-021-014426 | RICKY G HEADLEY
39273 | Cannot Locate or abandoned | 1992-07-01 | 1984-01-01 |  | Petroleum | Unleaded gasoline | Unleaded gasoline |  | Steel | Steel |  | Painted or None | Steel |  | 1901-01-01 | [15 empty] | UST Currently In Use: 0; UST Temp Close: 0; AST Currently In Use: 0; AST Temp Closed: 0 | 0 | 0 | 0 | 16545-011-014427 | DOCK MCGOWAN
39274 | Cannot Locate or abandoned | 1992-07-01 | 1984-01-01 |  | Petroleum | Unleaded gasoline | Unleaded gasoline |  | Steel | Steel |  | Painted or None | Steel |  | 1901-01-01 | [15 empty] | UST Currently In Use: 0; UST Temp Close: 0; AST Currently In Use: 0; AST Temp Closed: 0 | 0 | 0 | 0 | 16545-011-014427 | DOCK MCGOWAN
39275 | Permanently Closed | 1995-10-01 | 1967-01-01 | 2000-02-15 | Petroleum | Kerosene | Kerosene |  | Steel | Steel |  | Painted or None | Steel |  | 1901-01-01 | [12 empty] | Annual line testing | Annual line testing |  | UST Currently In Use: 0; UST Temp Close: 0; AST Currently In Use: 0; AST Temp Closed: 0 | 0 | 0 | 3 | 16547-001-014433 | W M SEAMON
39276 | Permanently Closed | 1995-10-01 | 1967-01-01 | 2000-02-15 | Petroleum | Unleaded gasoline | Unleaded gasoline |  | Steel | Steel |  | Painted or None | Steel |  | 1901-01-01 | [12 empty] | Annual line testing | Annual line testing |  | UST Currently In Use: 0; UST Temp Close: 0; AST Currently In Use: 0; AST Temp Closed: 0 | 0 | 0 | 3 | 16547-001-014433 | W M SEAMON
39277 | Permanently Closed | 1995-10-01 | 1977-01-01 | 2000-02-15 | Petroleum | Unleaded gasoline | Unleaded gasoline |  | Steel | Steel |  | Painted or None | Steel |  | 1901-01-01 | [12 empty] | Annual line testing | Annual line testing |  | UST Currently In Use: 0; UST Temp Close: 0; AST Currently In Use: 0; AST Temp Closed: 0 | 0 | 0 | 3 | 16547-001-014433 | W M SEAMON
39278 | Permanently Closed | 2013-06-14 | 1968-01-01 | 2013-06-14 | Petroleum | Unleaded gasoline | Unleaded gasoline | Retail | Steel | Steel | Field installed cathodic protection |  | Steel |  |  | Field installed cathodic protection | Catchment Basin, Single walled catchment basin | Automatic shutoff device At 95% full | Automatic shutoff device At 95% full |  |  | Statistical Inventory Reconciliation (SIR) | [8 empty] | UST Currently In Use: 1; UST Temp Close: 0; AST Currently In Use: 0; AST Temp Closed: 0 | 1 | 0 | 4 | 23997-051-010650 | EHSON JAN KOCHI
39279 | Permanently Closed | 2013-06-14 | 1968-01-01 | 2013-06-14 | Petroleum | Unleaded gasoline | Unleaded gasoline | Retail | Steel | Steel | Field installed cathodic protection |  | Steel |  |  | Field installed cathodic protection | Catchment Basin, Single walled catchment basin | Automatic shutoff device At 95% full | Automatic shutoff device At 95% full |  |  | Statistical Inventory Reconciliation (SIR) | [8 empty] | UST Currently In Use: 1; UST Temp Close: 0; AST Currently In Use: 0; AST Temp Closed: 0 | 1 | 0 | 4 | 23997-051-010650 | EHSON JAN KOCHI
39280 | Permanently Closed | 2013-06-14 | 1968-01-01 | 2013-06-14 | Petroleum | Mid-grade gasoline | Mid-grade gasoline | Retail | Steel | Steel | Field installed cathodic protection |  | Steel |  |  | Field installed cathodic protection | Catchment Basin, Single walled catchment basin | Automatic shutoff device At 95% full | Automatic shutoff device At 95% full |  |  | Statistical Inventory Reconciliation (SIR) | [8 empty] | UST Currently In Use: 1; UST Temp Close: 0; AST Currently In Use: 0; AST Temp Closed: 0 | 1 | 0 | 4 | 23997-051-010650 | EHSON JAN KOCHI
39281 | Permanently Closed | 2013-06-14 | 1968-01-01 | 2013-06-14 | Petroleum | Premium gasoline | Premium gasoline | Retail | Steel | Steel | Field installed cathodic protection |  | Steel |  |  | Field installed cathodic protection | Catchment Basin, Single walled catchment basin | Automatic shutoff device At 95% full | Automatic shutoff device At 95% full |  |  | Statistical Inventory Reconciliation (SIR) | [8 empty] | UST Currently In Use: 1; UST Temp Close: 0; AST Currently In Use: 0; AST Temp Closed: 0 | 1 | 0 | 4 | 23997-051-010650 | EHSON JAN KOCHI
39282 | Permanently Closed | 1989-10-24 | 1968-01-01 | 1989-10-25 | Petroleum | Unleaded gasoline | Unleaded gasoline |  | Steel | Steel |  | Painted or None | Steel |  | 1901-01-01 | [15 empty] | UST Currently In Use: 0; UST Temp Close: 0; AST Currently In Use: 0; AST Temp Closed: 0 | 0 | 0 | 4 | 16549-031-009815 | JAMES HINES
39283 | Permanently Closed | 1989-10-24 | 1968-01-01 | 1989-10-24 | Petroleum | Unleaded gasoline | Unleaded gasoline |  | Steel | Steel |  | Painted or None | Steel |  | 1901-01-01 | [15 empty] | UST Currently In Use: 0; UST Temp Close: 0; AST Currently In Use: 0; AST Temp Closed: 0 | 0 | 0 | 4 | 16549-031-009815 | JAMES HINES
39284 | Permanently Closed | 1989-10-24 | 1968-01-01 | 1989-10-25 | Petroleum | On road diesel | On road diesel |  | Steel | Steel |  | Painted or None | Steel |  | 1901-01-01 | [15 empty] | UST Currently In Use: 0; UST Temp Close: 0; AST Currently In Use: 0; AST Temp Closed: 0 | 0 | 0 | 4 | 16549-031-009815 | JAMES HINES
39285 | Permanently Closed | 1989-10-24 | 1958-01-01 | 1989-10-25 | Petroleum | Kerosene | Kerosene |  | Steel | Steel |  | Painted or None | Steel |  | 1901-01-01 | [15 empty] | UST Currently In Use: 0; UST Temp Close: 0; AST Currently In Use: 0; AST Temp Closed: 0 | 0 | 0 | 4 | 16549-031-009815 | JAMES HINES
39286 | Permanently Closed | 1998-08-29 | 1988-12-22 | 2000-10-02 | Petroleum | Unleaded gasoline | Unleaded gasoline |  | Steel | Steel |  | Painted or None | Steel |  | 1901-01-01 | None | [14 empty] | UST Currently In Use: 0; UST Temp Close: 0; AST Currently In Use: 0; AST Temp Closed: 0 | 0 | 0 | 2 | 17455-019-008544 | EARL BIGGS
39287 | Permanently Closed | 1998-08-29 | 1990-01-01 | 2000-10-02 | Petroleum | Unleaded gasoline | Unleaded gasoline |  | Steel | Steel |  | Painted or None | Steel |  | 1901-01-01 | None | [14 empty] | UST Currently In Use: 0; UST Temp Close: 0; AST Currently In Use: 0; AST Temp Closed: 0 | 0 | 0 | 2 | 17455-019-008544 | EARL BIGGS
39288 | Cannot Locate or abandoned | 1991-08-12 | 1989-01-01 |  | Petroleum | Kerosene | Kerosene |  | Steel | Steel | Coated & cathodic protection (sti-P3) |  | Steel |  | 1901-01-01 | [15 empty] | UST Currently In Use: 0; UST Temp Close: 0; AST Currently In Use: 0; AST Temp Closed: 0 | 0 | 0 | 2 | 17455-019-008544 | EARL BIGGS
39289 | Currently in Use |  | 1988-06-20 |  | Petroleum | Unleaded gasoline | Unleaded gasoline |  | Single Wall, Steel | Steel | Coated & cathodic protection (sti-P3), Field installed cathodic protection |  | Double Wall, Fiberglass reinforced plastic |  |  |  | Catchment Basin, Single walled catchment basin | Automatic shutoff device At 95% full | Automatic shutoff device At 95% full |  |  | Continuous Automatic Tank Gauge |  | Automatic shutoff device (AELLD) | Automatic shutoff device (AELLD) | [5 empty] | UST Currently In Use: 3; UST Temp Close: 0; AST Currently In Use: 0; AST Temp Closed: 0 | 3 | 0 | 0 | 24322-049-008539 | A & B HOLDINGS, LLC
39291 | Currently in Use |  | 1988-06-20 |  | Petroleum | Mid-grade gasoline | Mid-grade gasoline |  | Single Wall, Steel | Steel | Coated & cathodic protection (sti-P3), Field installed cathodic protection |  | Double Wall, Fiberglass reinforced plastic |  |  |  | Catchment Basin, Single walled catchment basin | Automatic shutoff device At 95% full | Automatic shutoff device At 95% full |  |  | Continuous Automatic Tank Gauge |  | Automatic shutoff device (AELLD) | Automatic shutoff device (AELLD) | [5 empty] | UST Currently In Use: 3; UST Temp Close: 0; AST Currently In Use: 0; AST Temp Closed: 0 | 3 | 0 | 0 | 24322-049-008539 | A & B HOLDINGS, LLC
39292 | Currently in Use |  | 1988-06-20 |  | Petroleum | On road diesel | On road diesel |  | Single Wall, Steel | Steel | Coated & cathodic protection (sti-P3), Field installed cathodic protection |  | Double Wall, Fiberglass reinforced plastic |  |  |  | Catchment Basin, Single walled catchment basin | Automatic shutoff device At 95% full | Automatic shutoff device At 95% full |  |  | Continuous Automatic Tank Gauge |  | Automatic shutoff device (AELLD) | Automatic shutoff device (AELLD) | [5 empty] | UST Currently In Use: 3; UST Temp Close: 0; AST Currently In Use: 0; AST Temp Closed: 0 | 3 | 0 | 0 | 24322-049-008539 | A & B HOLDINGS, LLC
39293 | Cannot Locate or abandoned | 1996-09-01 | 1984-01-01 |  | Petroleum | Unleaded gasoline | Unleaded gasoline |  | Steel | Steel |  | Painted or None | Steel |  | 1901-01-01 | [15 empty] | UST Currently In Use: 0; UST Temp Close: 0; AST Currently In Use: 0; AST Temp Closed: 0 | 0 | 0 | 0 | 19138-049-008543 | LARRY AND PEGGY TURNER
39294 | Cannot Locate or abandoned | 1996-09-01 | 1984-01-01 |  | Petroleum | Unleaded gasoline | Unleaded gasoline |  | Steel | Steel |  | Painted or None | Steel |  | 1901-01-01 | [15 empty] | UST Currently In Use: 0; UST Temp Close: 0; AST Currently In Use: 0; AST Temp Closed: 0 | 0 | 0 | 0 | 19138-049-008543 | LARRY AND PEGGY TURNER
39295 | Cannot Locate or abandoned | 1996-09-01 | 1989-01-01 |  | Petroleum | Kerosene | Kerosene |  | Steel | Steel |  | Painted or None | Steel |  | 1901-01-01 | [15 empty] | UST Currently In Use: 0; UST Temp Close: 0; AST Currently In Use: 0; AST Temp Closed: 0 | 0 | 0 | 0 | 19138-049-008543 | LARRY AND PEGGY TURNER
39296 | Permanently Closed | 1997-05-30 | 1986-01-01 |  | Petroleum | Unleaded gasoline | Unleaded gasoline |  | Steel | Steel |  | Painted or None | Steel |  | 1901-01-01 | [6 empty] | Statistical Inventory Reconciliation (SIR) | [8 empty] | UST Currently In Use: 0; UST Temp Close: 0; AST Currently In Use: 0; AST Temp Closed: 0 | 0 | 0 | 2 | 20369-049-008545 | TED GOOLESBY
39297 | Permanently Closed | 1997-05-30 | 1986-01-01 |  | Petroleum | Unleaded gasoline | Unleaded gasoline |  | Steel | Steel |  | Painted or None | Steel |  | 1901-01-01 | [6 empty] | Statistical Inventory Reconciliation (SIR) | [8 empty] | UST Currently In Use: 0; UST Temp Close: 0; AST Currently In Use: 0; AST Temp Closed: 0 | 0 | 0 | 2 | 20369-049-008545 | TED GOOLESBY
39298 | Permanently Closed | 2007-11-01 | 1988-12-22 | 2016-12-08 | Petroleum | Unleaded gasoline | Unleaded gasoline | Retail | Single Wall, Steel | Steel | Coated & cathodic protection (sti-P3), Field installed cathodic protection |  | Steel |  |  | Field installed cathodic protection | Catchment Basin, Single walled catchment basin | Flow Rest 90% Full | Flow Rest 90% Full |  |  | Statistical Inventory Reconciliation (SIR) | [8 empty] | UST Currently In Use: 0; UST Temp Close: 0; AST Currently In Use: 0; AST Temp Closed: 0 | 0 | 0 | 4 | 23611-055-008537 | JAMES C KELTON JR
39299 | Permanently Closed | 2007-11-01 | 1988-12-22 | 2016-12-08 | Petroleum | Premium gasoline | Premium gasoline | Retail | Single Wall, Steel | Steel | Coated & cathodic protection (sti-P3), Field installed cathodic protection |  | Single Wall, Steel |  |  | Field installed cathodic protection | Catchment Basin, Single walled catchment basin | Flow Rest 90% Full | Flow Rest 90% Full |  |  | Statistical Inventory Reconciliation (SIR) | [8 empty] | UST Currently In Use: 0; UST Temp Close: 0; AST Currently In Use: 0; AST Temp Closed: 0 | 0 | 0 | 4 | 23611-055-008537 | JAMES C KELTON JR
39300 | Permanently Closed | 2007-11-01 | 1988-12-22 | 2016-12-08 | Petroleum | On road diesel | On road diesel | Retail | Single Wall, Steel | Steel | Coated & cathodic protection (sti-P3), Field installed cathodic protection |  | Single Wall, Steel |  |  | Field installed cathodic protection | Catchment Basin, Single walled catchment basin | Flow Rest 90% Full | Flow Rest 90% Full |  |  | Statistical Inventory Reconciliation (SIR) | [8 empty] | UST Currently In Use: 0; UST Temp Close: 0; AST Currently In Use: 0; AST Temp Closed: 0 | 0 | 0 | 4 | 23611-055-008537 | JAMES C KELTON JR
39301 | Permanently Closed | 2007-11-01 | 1988-12-22 | 2016-12-08 | Petroleum | Kerosene | Kerosene | Retail | Single Wall, Steel | Steel | Coated & cathodic protection (sti-P3), Field installed cathodic protection |  | Single Wall, Steel |  |  | Field installed cathodic protection | Catchment Basin, Single walled catchment basin | Flow Rest 90% Full | Flow Rest 90% Full |  |  | Statistical Inventory Reconciliation (SIR) | [8 empty] | UST Currently In Use: 0; UST Temp Close: 0; AST Currently In Use: 0; AST Temp Closed: 0 | 0 | 0 | 4 | 23611-055-008537 | JAMES C KELTON JR
39302 | Currently in Use |  | 1985-01-01 |  | Petroleum | Unleaded gasoline | Unleaded gasoline | Retail | Single Wall, Steel, 4K/4K/4K | Steel | Field installed cathodic protection |  | Flexible, Single Wall | APT | 2006-02-20 |  | Catchment Basin, Single walled catchment basin | Automatic shutoff device At 95% full | Automatic shutoff device At 95% full |  |  | Continuous Automatic Tank Gauge |  | Automatic shutoff device (AELLD), Containment Sump | Containment Sump | [5 empty] | UST Currently In Use: 3; UST Temp Close: 0; AST Currently In Use: 0; AST Temp Closed: 0 | 3 | 0 | 0 | 25265-055-008540 | LGWS/CROSS AMERICA PARTNERS
39304 | Currently in Use |  | 1985-01-01 |  | Petroleum | Premium gasoline | Premium gasoline | Retail | Single Wall, Steel | Steel | Field installed cathodic protection |  | Flexible, Single Wall | APT | 2006-02-20 |  | Catchment Basin, Single walled catchment basin | Automatic shutoff device At 95% full | Automatic shutoff device At 95% full |  |  | Continuous Automatic Tank Gauge |  | Automatic shutoff device (AELLD), Containment Sump | Containment Sump | [5 empty] | UST Currently In Use: 3; UST Temp Close: 0; AST Currently In Use: 0; AST Temp Closed: 0 | 3 | 0 | 0 | 25265-055-008540 | LGWS/CROSS AMERICA PARTNERS
39305 | Currently in Use |  | 1985-01-23 |  | Petroleum | On road diesel | On road diesel | Retail | Single Wall, Steel | Steel | Coated & cathodic protection (sti-P3), Field installed cathodic protection |  | Fiberglass reinforced plastic, Single Wall |  | 2006-02-20 |  | Catchment Basin, Single walled catchment basin | Flow Rest 90% Full | Flow Rest 90% Full |  |  | Continuous Automatic Tank Gauge | [8 empty] | UST Currently In Use: 3; UST Temp Close: 0; AST Currently In Use: 0; AST Temp Closed: 0 | 3 | 0 | 0 | 25265-055-008540 | LGWS/CROSS AMERICA PARTNERS
39306 | Currently in Use |  | 1977-01-01 |  | Petroleum | Unleaded gasoline | Unleaded gasoline | Retail | Single Wall, Steel, 4K/4K | Steel | Field installed cathodic protection |  | Double Wall, Flexible | OPW |  |  | Catchment Basin, Single walled catchment basin | Flow Rest 90% Full | Flow Rest 90% Full |  |  | Statistical Inventory Reconciliation (SIR) |  | Automatic flow restrictor (MLLD), Containment Sump | Containment Sump |  |  | Annual line testing, Statistical inventory reconciliation (SIR) | Statistical inventory reconciliation (SIR) |  | UST Currently In Use: 2; UST Temp Close: 1; AST Currently In Use: 0; AST Temp Closed: 0 | 2 | 1 | 0 | 23907-055-008542 | TITAN MART
39308 | Currently in Use |  | 1984-01-01 |  | Petroleum | Premium gasoline | Premium gasoline | Retail | Single Wall, Steel | Steel | Coated & cathodic protection (sti-P3), Field installed cathodic protection |  | Double Wall, Flexible | OPW |  |  | Catchment Basin, Single walled catchment basin | Flow Rest 90% Full | Flow Rest 90% Full |  |  | Statistical Inventory Reconciliation (SIR) |  | Automatic flow restrictor (MLLD), Containment Sump | Containment Sump |  |  | Annual line testing, Statistical inventory reconciliation (SIR) | Statistical inventory reconciliation (SIR) |  | UST Currently In Use: 2; UST Temp Close: 1; AST Currently In Use: 0; AST Temp Closed: 0 | 2 | 1 | 0 | 23907-055-008542 | TITAN MART
39309 | Temporary Closed | 2008-08-27 | 1984-01-01 |  | Petroleum | Kerosene | Kerosene | Retail | Single Wall, Steel | Steel | Field installed cathodic protection |  | Fiberglass reinforced plastic |  |  |  | Catchment Basin, Single walled catchment basin | Automatic shutoff device At 95% full, Flow Rest 90% Full | Flow Rest 90% Full |  |  | Statistical Inventory Reconciliation (SIR) | [8 empty] | UST Currently In Use: 2; UST Temp Close: 1; AST Currently In Use: 0; AST Temp Closed: 0 | 2 | 1 | 0 | 23907-055-008542 | TITAN MART
39310 | Permanently Closed | 1999-08-02 | 1988-01-01 | 1999-08-02 | Petroleum | Unleaded gasoline | Unleaded gasoline |  | Steel | Steel | Coated & cathodic protection (sti-P3) |  | Steel |  | 1901-01-01 | Field installed cathodic protection | [5 empty] | Statistical Inventory Reconciliation (SIR) | [8 empty] | UST Currently In Use: 0; UST Temp Close: 0; AST Currently In Use: 0; AST Temp Closed: 0 | 0 | 0 | 4 | 16550-083-014398 | WILLIAMS PETROLEUM, INC.
39311 | Permanently Closed | 1999-08-02 | 1988-01-01 | 1999-08-02 | Petroleum | Unleaded gasoline | Unleaded gasoline |  | Steel | Steel | Coated & cathodic protection (sti-P3) |  | Steel |  | 1901-01-01 | Field installed cathodic protection | [5 empty] | Statistical Inventory Reconciliation (SIR) | [8 empty] | UST Currently In Use: 0; UST Temp Close: 0; AST Currently In Use: 0; AST Temp Closed: 0 | 0 | 0 | 4 | 16550-083-014398 | WILLIAMS PETROLEUM, INC.
39312 | Permanently Closed | 1999-08-02 | 1988-01-01 | 1999-08-02 | Petroleum | Unleaded gasoline | Unleaded gasoline |  | Steel | Steel | Coated & cathodic protection (sti-P3) |  | Steel |  | 1901-01-01 | Field installed cathodic protection | [5 empty] | Statistical Inventory Reconciliation (SIR) | [8 empty] | UST Currently In Use: 0; UST Temp Close: 0; AST Currently In Use: 0; AST Temp Closed: 0 | 0 | 0 | 4 | 16550-083-014398 | WILLIAMS PETROLEUM, INC.
39313 | Permanently Closed | 1999-08-02 | 1988-01-01 | 1999-08-02 | Petroleum | Kerosene | Kerosene |  | Steel | Steel | Coated & cathodic protection (sti-P3) |  | Steel |  | 1901-01-01 | Field installed cathodic protection | [5 empty] | Statistical Inventory Reconciliation (SIR) | [8 empty] | UST Currently In Use: 0; UST Temp Close: 0; AST Currently In Use: 0; AST Temp Closed: 0 | 0 | 0 | 4 | 16550-083-014398 | WILLIAMS PETROLEUM, INC.
39314 | Currently in Use |  | 1990-12-03 |  | Petroleum | Unleaded gasoline | Unleaded gasoline | Retail | Single Wall, Steel, MANIFOLDED | Steel | Coated & cathodic protection (sti-P3) |  | Double Wall, Flexible |  |  |  | Catchment Basin, Single walled catchment basin | Flow Rest 90% Full | Flow Rest 90% Full |  |  | Continuous Automatic Tank Gauge |  | Automatic flow restrictor (MLLD) | Automatic flow restrictor (MLLD) |  |  | Annual line testing | Annual line testing |  | UST Currently In Use: 3; UST Temp Close: 0; AST Currently In Use: 0; AST Temp Closed: 0 | 3 | 0 | 0 | 23363-095-015338 | COUNTRY COOLER
39316 | Currently in Use |  | 1990-12-03 |  | Petroleum | Unleaded gasoline | Unleaded gasoline | Retail | Single Wall, Steel | Steel | Coated & cathodic protection (sti-P3) |  | Double Wall, Flexible |  |  |  | Catchment Basin, Single walled catchment basin | Flow Rest 90% Full | Flow Rest 90% Full |  |  | Continuous Automatic Tank Gauge |  | Automatic flow restrictor (MLLD) | Automatic flow restrictor (MLLD) |  |  | Annual line testing | Annual line testing |  | UST Currently In Use: 3; UST Temp Close: 0; AST Currently In Use: 0; AST Temp Closed: 0 | 3 | 0 | 0 | 23363-095-015338 | COUNTRY COOLER
39317 | Currently in Use |  | 1990-12-03 |  | Petroleum | Kerosene | Kerosene | Retail | Single Wall, Steel | Steel | Coated & cathodic protection (sti-P3) |  | Flexible |  |  |  | Catchment Basin, Single walled catchment basin | Flow Rest 90% Full | Flow Rest 90% Full |  |  | Continuous Automatic Tank Gauge | [8 empty] | UST Currently In Use: 3; UST Temp Close: 0; AST Currently In Use: 0; AST Temp Closed: 0 | 3 | 0 | 0 | 23363-095-015338 | COUNTRY COOLER
39318 | Permanently Closed | 2007-03-01 | 1988-01-01 | 2016-03-05 | Petroleum | Unleaded gasoline | Unleaded gasoline | Retail | Single Wall, Steel, MANIFOLDED | Steel | Coated & cathodic protection (sti-P3) |  | Double Wall, Flexible |  | 2001-02-01 |  | Catchment Basin, Single walled catchment basin | Flow Rest 90% Full | Flow Rest 90% Full |  |  | Statistical Inventory Reconciliation (SIR) |  | Other, SLAVE | Other |  |  | Other, Statistical inventory reconciliation (SIR), SLAVE | Statistical inventory reconciliation (SIR) |  | UST Currently In Use: 0; UST Temp Close: 0; AST Currently In Use: 0; AST Temp Closed: 0 | 0 | 0 | 4 | 24864-103-014450 | ROGER FARROW
39320 | Permanently Closed | 2007-03-01 | 1988-01-01 | 2016-03-05 | Petroleum | Premium gasoline | Premium gasoline | Retail | Single Wall, Steel | Steel | Coated & cathodic protection (sti-P3) |  | Double Wall, Flexible |  | 2001-02-01 |  | Catchment Basin, Single walled catchment basin | Flow Rest 90% Full | Flow Rest 90% Full |  |  | Statistical Inventory Reconciliation (SIR) | [5 empty] | Statistical inventory reconciliation (SIR) | Statistical inventory reconciliation (SIR) |  | UST Currently In Use: 0; UST Temp Close: 0; AST Currently In Use: 0; AST Temp Closed: 0 | 0 | 0 | 4 | 24864-103-014450 | ROGER FARROW
39321 | Permanently Closed | 2007-03-01 | 1988-01-01 | 2016-03-05 | Petroleum | Kerosene | Kerosene | Retail | Single Wall, Steel | Steel | Coated & cathodic protection (sti-P3) |  | Double Wall, Flexible |  | 2001-02-01 |  | Catchment Basin, Single walled catchment basin | Flow Rest 90% Full | Flow Rest 90% Full |  |  | Statistical Inventory Reconciliation (SIR) | [8 empty] | UST Currently In Use: 0; UST Temp Close: 0; AST Currently In Use: 0; AST Temp Closed: 0 | 0 | 0 | 4 | 24864-103-014450 | ROGER FARROW
39322 | Permanently Closed | 1998-11-21 | 1982-01-01 | 2000-05-03 | Petroleum | Unleaded gasoline | Unleaded gasoline |  | Steel | Steel |  | Painted or None | Fiberglass reinforced plastic |  | 1901-01-01 | [15 empty] | UST Currently In Use: 0; UST Temp Close: 0; AST Currently In Use: 0; AST Temp Closed: 0 | 0 | 0 | 2 | 16551-027-014452 | CLYDE RICHARDSON
39323 | Permanently Closed | 1998-11-21 | 1982-01-01 | 2000-05-03 | Petroleum | Unleaded gasoline | Unleaded gasoline |  | Steel | Steel |  | Painted or None | Fiberglass reinforced plastic |  | 1901-01-01 | [15 empty] | UST Currently In Use: 0; UST Temp Close: 0; AST Currently In Use: 0; AST Temp Closed: 0 | 0 | 0 | 2 | 16551-027-014452 | CLYDE RICHARDSON
39324 | Temporary Closed | 2004-01-01 | 1979-01-01 |  | Petroleum | Unleaded gasoline | Unleaded gasoline | Retail | Steel | Steel | Field installed cathodic protection |  | Steel |  |  | Field installed cathodic protection | Catchment Basin, Single walled catchment basin | Automatic shutoff device At 95% full, Flow Rest 90% Full | Flow Rest 90% Full |  |  | Statistical Inventory Reconciliation (SIR) | [8 empty] | UST Currently In Use: 0; UST Temp Close: 3; AST Currently In Use: 0; AST Temp Closed: 0 | 0 | 3 | 0 | 21876-005-014453 | GWEN JACKSON & ROY GLENN
39325 | Temporary Closed | 2004-01-01 | 1979-01-01 |  | Petroleum | Mid-grade gasoline | Mid-grade gasoline | Retail | Steel | Steel | Field installed cathodic protection |  | Steel |  |  | Field installed cathodic protection | Catchment Basin, Single walled catchment basin | Automatic shutoff device At 95% full, Flow Rest 90% Full | Flow Rest 90% Full |  |  | Statistical Inventory Reconciliation (SIR) | [8 empty] | UST Currently In Use: 0; UST Temp Close: 3; AST Currently In Use: 0; AST Temp Closed: 0 | 0 | 3 | 0 | 21876-005-014453 | GWEN JACKSON & ROY GLENN
39326 | Temporary Closed | 2004-01-01 | 1979-01-01 |  | Petroleum | Premium gasoline | Premium gasoline | Retail | Steel | Steel | Field installed cathodic protection |  | Steel |  |  | Field installed cathodic protection | Catchment Basin, Single walled catchment basin | Automatic shutoff device At 95% full, Flow Rest 90% Full | Flow Rest 90% Full |  |  | Statistical Inventory Reconciliation (SIR) | [8 empty] | UST Currently In Use: 0; UST Temp Close: 3; AST Currently In Use: 0; AST Temp Closed: 0 | 0 | 3 | 0 | 21876-005-014453 | GWEN JACKSON & ROY GLENN
39327 | Temporary Closed | 2007-02-06 | 1987-01-01 |  | Petroleum | Unleaded gasoline | Unleaded gasoline | Retail | Steel | Steel | Coated & cathodic protection (sti-P3), Field installed cathodic protection |  | Fiberglass reinforced plastic |  | 1901-01-01 |  | Catchment Basin, Single walled catchment basin | Automatic shutoff device At 95% full, Flow Rest 90% Full | Flow Rest 90% Full |  |  | Statistical Inventory Reconciliation (SIR) |  | Automatic flow restrictor (MLLD) | Automatic flow restrictor (MLLD) |  |  | Statistical inventory reconciliation (SIR) | Statistical inventory reconciliation (SIR) |  | UST Currently In Use: 0; UST Temp Close: 4; AST Currently In Use: 0; AST Temp Closed: 0 | 0 | 4 | 0 | 17612-083-014454 | ROBERTSON ENTERPRISES, INC.
39329 | Temporary Closed | 2007-02-06 | 1987-01-01 |  | Petroleum | Premium gasoline | Premium gasoline | Retail | Steel | Steel | Coated & cathodic protection (sti-P3), Field installed cathodic protection |  | Fiberglass reinforced plastic |  | 1901-01-01 |  | Catchment Basin, Single walled catchment basin | Flow Rest 90% Full | Flow Rest 90% Full |  |  | Statistical Inventory Reconciliation (SIR) |  | Automatic flow restrictor (MLLD) | Automatic flow restrictor (MLLD) |  |  | Statistical inventory reconciliation (SIR) | Statistical inventory reconciliation (SIR) |  | UST Currently In Use: 0; UST Temp Close: 4; AST Currently In Use: 0; AST Temp Closed: 0 | 0 | 4 | 0 | 17612-083-014454 | ROBERTSON ENTERPRISES, INC.
39330 | Temporary Closed | 2007-02-06 | 1987-01-01 |  | Petroleum | On road diesel | On road diesel | Retail | Steel | Steel | Coated & cathodic protection (sti-P3), Field installed cathodic protection |  | Fiberglass reinforced plastic |  | 1901-01-01 |  | Catchment Basin, Single walled catchment basin | Automatic shutoff device At 95% full, Flow Rest 90% Full | Flow Rest 90% Full |  |  | Statistical Inventory Reconciliation (SIR) |  | Automatic flow restrictor (MLLD) | Automatic flow restrictor (MLLD) |  |  | Statistical inventory reconciliation (SIR) | Statistical inventory reconciliation (SIR) |  | UST Currently In Use: 0; UST Temp Close: 4; AST Currently In Use: 0; AST Temp Closed: 0 | 0 | 4 | 0 | 17612-083-014454 | ROBERTSON ENTERPRISES, INC.
39331 | Temporary Closed | 2007-02-06 | 1987-01-01 |  | Petroleum | Kerosene | Kerosene | Retail | Steel | Steel | Coated & cathodic protection (sti-P3), Field installed cathodic protection |  | Fiberglass reinforced plastic |  | 1901-01-01 |  | Catchment Basin, Single walled catchment basin | Automatic shutoff device At 95% full, Flow Rest 90% Full | Flow Rest 90% Full |  |  | Statistical Inventory Reconciliation (SIR) |  | Automatic flow restrictor (MLLD) | Automatic flow restrictor (MLLD) |  |  | Statistical inventory reconciliation (SIR) | Statistical inventory reconciliation (SIR) |  | UST Currently In Use: 0; UST Temp Close: 4; AST Currently In Use: 0; AST Temp Closed: 0 | 0 | 4 | 0 | 17612-083-014454 | ROBERTSON ENTERPRISES, INC.
39332 | Cannot Locate or abandoned | 2001-09-01 | 1987-01-01 |  | Petroleum | Unleaded gasoline | Unleaded gasoline | Retail | Fiberglass reinforced plastic | Fiberglass reinforced plastic |  |  | Fiberglass reinforced plastic |  | 1901-01-01 | None | Catchment Basin, Single walled catchment basin | Flow Rest 90% Full | Flow Rest 90% Full |  |  | Statistical Inventory Reconciliation (SIR) | [5 empty] | Annual line testing, Statistical inventory reconciliation (SIR) | Statistical inventory reconciliation (SIR) |  | UST Currently In Use: 0; UST Temp Close: 0; AST Currently In Use: 0; AST Temp Closed: 0 | 0 | 0 | 0 | 20813-045-014456 | SUNMART LLC/CONVENIENCE USA
39333 | Cannot Locate or abandoned | 2001-09-01 | 1987-01-01 |  | Petroleum | Unleaded gasoline | Unleaded gasoline | Retail | Fiberglass reinforced plastic | Fiberglass reinforced plastic |  |  | Fiberglass reinforced plastic |  | 1901-01-01 | None | Catchment Basin, Single walled catchment basin | Flow Rest 90% Full | Flow Rest 90% Full |  |  | Statistical Inventory Reconciliation (SIR) | [5 empty] | Annual line testing, Statistical inventory reconciliation (SIR) | Statistical inventory reconciliation (SIR) |  | UST Currently In Use: 0; UST Temp Close: 0; AST Currently In Use: 0; AST Temp Closed: 0 | 0 | 0 | 0 | 20813-045-014456 | SUNMART LLC/CONVENIENCE USA
39334 | Cannot Locate or abandoned | 2001-09-01 | 1987-01-01 |  | Petroleum | Unleaded gasoline | Unleaded gasoline | Retail | Fiberglass reinforced plastic | Fiberglass reinforced plastic |  |  | Fiberglass reinforced plastic |  | 1901-01-01 | None | Catchment Basin, Single walled catchment basin | Flow Rest 90% Full | Flow Rest 90% Full |  |  | Statistical Inventory Reconciliation (SIR) | [5 empty] | Annual line testing, Statistical inventory reconciliation (SIR) | Statistical inventory reconciliation (SIR) |  | UST Currently In Use: 0; UST Temp Close: 0; AST Currently In Use: 0; AST Temp Closed: 0 | 0 | 0 | 0 | 20813-045-014456 | SUNMART LLC/CONVENIENCE USA
39335 | Cannot Locate or abandoned | 2001-09-01 | 1987-01-01 |  | Petroleum | On road diesel | On road diesel | Retail | Fiberglass reinforced plastic | Fiberglass reinforced plastic |  |  | Fiberglass reinforced plastic |  | 1901-01-01 | None | Catchment Basin, Single walled catchment basin | Flow Rest 90% Full | Flow Rest 90% Full |  |  | Statistical Inventory Reconciliation (SIR) | [5 empty] | Annual line testing, Statistical inventory reconciliation (SIR) | Statistical inventory reconciliation (SIR) |  | UST Currently In Use: 0; UST Temp Close: 0; AST Currently In Use: 0; AST Temp Closed: 0 | 0 | 0 | 0 | 20813-045-014456 | SUNMART LLC/CONVENIENCE USA
39336 | Cannot Locate or abandoned | 2001-03-29 | 1987-01-01 |  | Petroleum | Kerosene | Kerosene | Retail | Fiberglass reinforced plastic | Fiberglass reinforced plastic |  |  | Fiberglass reinforced plastic |  | 1901-01-01 | None | Catchment Basin, Single walled catchment basin | Flow Rest 90% Full | Flow Rest 90% Full |  |  | Statistical Inventory Reconciliation (SIR) | [5 empty] | Annual line testing, Statistical inventory reconciliation (SIR) | Statistical inventory reconciliation (SIR) |  | UST Currently In Use: 0; UST Temp Close: 0; AST Currently In Use: 0; AST Temp Closed: 0 | 0 | 0 | 0 | 20813-045-014456 | SUNMART LLC/CONVENIENCE USA
39337 | Temporary Closed | 2001-01-01 | 1987-01-01 |  | Petroleum | Aviation fuel (JP-4; etc.) | Aviation fuel (JP-4; etc.) | Industrial | Fiberglass reinforced plastic, Single Wall | Single Wall |  |  | Single Wall, Steel |  |  | Field installed cathodic protection | Catchment Basin, Single walled catchment basin | Automatic shutoff device At 95% full | Automatic shutoff device At 95% full |  |  | Statistical Inventory Reconciliation (SIR) | [8 empty] | UST Currently In Use: 1; UST Temp Close: 1; AST Currently In Use: 0; AST Temp Closed: 0 | 1 | 1 | 0 | 25557-073-014458 | H28 LLC
39338 | Currently in Use |  | 1987-01-01 |  | Petroleum | Aviation fuel (JP-4; etc.) | Aviation fuel (JP-4; etc.) | Industrial | Fiberglass reinforced plastic, Single Wall | Single Wall |  |  | Single Wall, Steel |  |  | Field installed cathodic protection | Catchment Basin, Single walled catchment basin | Automatic shutoff device At 95% full, QUIKRELEAS | Automatic shutoff device At 95% full |  |  | Statistical Inventory Reconciliation (SIR) | [8 empty] | UST Currently In Use: 1; UST Temp Close: 1; AST Currently In Use: 0; AST Temp Closed: 0 | 1 | 1 | 0 | 25557-073-014458 | H28 LLC
39339 | Permanently Closed | 2001-05-10 | 1983-11-10 | 2001-07-16 | Petroleum | Unleaded gasoline | Unleaded gasoline | Industrial | Steel | Steel | Coated & cathodic protection (sti-P3) |  | Steel |  | 1901-01-01 | Other, ASPHLTPAIN | Catchment Basin, Single walled catchment basin | Flow Rest 90% Full | Flow Rest 90% Full |  |  | Statistical Inventory Reconciliation (SIR) | [5 empty] | Annual line testing, Statistical inventory reconciliation (SIR) | Statistical inventory reconciliation (SIR) |  | UST Currently In Use: 0; UST Temp Close: 0; AST Currently In Use: 0; AST Temp Closed: 0 | 0 | 0 | 2 | 16559-073-014460 | CONDITIONED AIR SERVICE INC
39340 | Permanently Closed | 1901-01-01 | 1983-01-01 | 1989-09-30 | Petroleum | Unleaded gasoline | Unleaded gasoline |  | Steel | Steel |  | Painted or None | Steel |  | 1901-01-01 | [15 empty] | UST Currently In Use: 0; UST Temp Close: 0; AST Currently In Use: 0; AST Temp Closed: 0 | 0 | 0 | 2 | 16560-027-006080 | HAROLD COLLEY
39341 | Permanently Closed | 1901-01-01 | 1983-01-01 | 1989-09-30 | Petroleum | Unleaded gasoline | Unleaded gasoline |  | Steel | Steel |  | Painted or None | Steel |  | 1901-01-01 | [15 empty] | UST Currently In Use: 0; UST Temp Close: 0; AST Currently In Use: 0; AST Temp Closed: 0 | 0 | 0 | 2 | 16560-027-006080 | HAROLD COLLEY
39342 | Permanently Closed | 1999-03-09 | 1977-01-01 | 1999-03-09 | Petroleum | Unleaded gasoline | Unleaded gasoline |  | Steel | Steel |  |  | Steel |  | 1901-01-01 | [15 empty] | UST Currently In Use: 0; UST Temp Close: 0; AST Currently In Use: 0; AST Temp Closed: 0 | 0 | 0 | 1 | 16561-073-014464 | CANTERBURY ELECTRIC COMPANY INC
39343 | Permanently Closed | 1995-06-01 | 1971-01-01 | 1997-05-29 | Petroleum | Unleaded gasoline | Unleaded gasoline | Retail | Steel | Steel |  | Painted or None | Steel |  | 1901-01-01 | [15 empty] | UST Currently In Use: 0; UST Temp Close: 0; AST Currently In Use: 0; AST Temp Closed: 0 | 0 | 0 | 2 | 16562-011-014465 | DOUGLAS MAY
39344 | Permanently Closed | 1995-06-01 | 1971-01-01 | 1997-05-29 | Petroleum | Unleaded gasoline | Unleaded gasoline | Retail | Steel | Steel |  | Painted or None | Steel |  | 1901-01-01 | [15 empty] | UST Currently In Use: 0; UST Temp Close: 0; AST Currently In Use: 0; AST Temp Closed: 0 | 0 | 0 | 2 | 16562-011-014465 | DOUGLAS MAY
39345 | Cannot Locate or abandoned |  | 1988-01-01 |  | Petroleum | Unleaded gasoline | Unleaded gasoline |  | Steel | Steel | Coated & cathodic protection (sti-P3), Interior lined (not allowed as a standalone method of corrosion protection) |  | Steel |  | 1901-01-01 | [15 empty] | UST Currently In Use: 0; UST Temp Close: 0; AST Currently In Use: 0; AST Temp Closed: 0 | 0 | 0 | 0 | 16563-065-014466 | DEES INC
39346 | Cannot Locate or abandoned |  | 1988-01-01 |  | Petroleum | Unleaded gasoline | Unleaded gasoline |  | Steel | Steel | Coated & cathodic protection (sti-P3), Interior lined (not allowed as a standalone method of corrosion protection) |  | Steel |  | 1901-01-01 | [15 empty] | UST Currently In Use: 0; UST Temp Close: 0; AST Currently In Use: 0; AST Temp Closed: 0 | 0 | 0 | 0 | 16563-065-014466 | DEES INC
39347 | Currently in Use |  | 1987-01-01 |  | Petroleum | Unleaded gasoline | Unleaded gasoline | Retail | Fiberglass reinforced plastic | Fiberglass reinforced plastic |  |  | Double Wall, Flexible |  | 2008-08-07 |  | Catchment Basin, Single walled catchment basin | Flow Rest 90% Full | Flow Rest 90% Full |  |  | Continuous Automatic Tank Gauge |  | Automatic shutoff device (AELLD), Containment Sump | Containment Sump | Interstitial Monitoring within Secondary Containment | SENSOR TO ATG | Continuous alarm system | Continuous alarm system |  | UST Currently In Use: 4; UST Temp Close: 0; AST Currently In Use: 0; AST Temp Closed: 0 | 4 | 0 | 0 | 17630-097-014467 | ANDREWS HARDWARE COMPANY
39348 | Currently in Use |  | 1987-01-01 |  | Petroleum | Unleaded gasoline | Unleaded gasoline | Retail | Fiberglass reinforced plastic | Fiberglass reinforced plastic |  |  | Fiberglass reinforced plastic |  | 1901-01-01 |  | Catchment Basin, Single walled catchment basin | Automatic shutoff device At 95% full | Automatic shutoff device At 95% full |  |  | Continuous Automatic Tank Gauge |  | Other, MANIFOLDED | Other |  |  | Other, MANIFOLDED | Other |  | UST Currently In Use: 4; UST Temp Close: 0; AST Currently In Use: 0; AST Temp Closed: 0 | 4 | 0 | 0 | 17630-097-014467 | ANDREWS HARDWARE COMPANY
39349 | Currently in Use |  | 1987-01-01 |  | Petroleum | On road diesel | On road diesel | Retail | Fiberglass reinforced plastic | Fiberglass reinforced plastic |  |  | Double Wall, Flexible |  | 2008-08-07 |  | Catchment Basin, Single walled catchment basin | Automatic shutoff device At 95% full | Automatic shutoff device At 95% full |  |  | Continuous Automatic Tank Gauge |  | Automatic shutoff device (AELLD), Containment Sump | Containment Sump | Interstitial Monitoring within Secondary Containment | SENSOR TO ATG | Continuous alarm system | Continuous alarm system |  | UST Currently In Use: 4; UST Temp Close: 0; AST Currently In Use: 0; AST Temp Closed: 0 | 4 | 0 | 0 | 17630-097-014467 | ANDREWS HARDWARE COMPANY
39350 | Currently in Use |  | 1987-01-01 |  | Petroleum | On road diesel | On road diesel | Retail | Fiberglass reinforced plastic | Fiberglass reinforced plastic |  |  | Fiberglass reinforced plastic |  | 1901-01-01 |  | Catchment Basin, Single walled catchment basin | Automatic shutoff device At 95% full | Automatic shutoff device At 95% full |  |  | Continuous Automatic Tank Gauge |  | Other, MANIFOLDED | Other |  |  | Other, MANIFOLDED | Other |  | UST Currently In Use: 4; UST Temp Close: 0; AST Currently In Use: 0; AST Temp Closed: 0 | 4 | 0 | 0 | 17630-097-014467 | ANDREWS HARDWARE COMPANY
39352 | Currently in Use |  | 1989-01-01 |  | Petroleum | Unleaded gasoline | Unleaded gasoline | Retail | Single Wall, Steel | Steel | Coated & cathodic protection (sti-P3) |  | Double Wall, Fiberglass reinforced plastic |  |  | Other, FLXS ISOLA | Catchment Basin, Single walled catchment basin | Flow Rest 90% Full | Flow Rest 90% Full |  |  | Continuous Automatic Tank Gauge |  | Automatic flow restrictor (MLLD), Containment Sump | Containment Sump |  |  | Annual line testing | Annual line testing |  | UST Currently In Use: 3; UST Temp Close: 0; AST Currently In Use: 3; AST Temp Closed: 0 | 3 | 0 | 0 | 24447-111-014469 | TARUN PATEL
39353 | Currently in Use |  | 1989-01-01 |  | Petroleum | Other, CONV | Other | Retail | Single Wall, Steel | Steel | Coated & cathodic protection (sti-P3) |  | Double Wall, Fiberglass reinforced plastic |  |  | Other, FLXS ISOLA | Catchment Basin, Single walled catchment basin | Flow Rest 90% Full | Flow Rest 90% Full |  |  | Continuous Automatic Tank Gauge |  | Automatic flow restrictor (MLLD), Containment Sump | Containment Sump |  |  | Annual line testing | Annual line testing |  | UST Currently In Use: 3; UST Temp Close: 0; AST Currently In Use: 3; AST Temp Closed: 0 | 3 | 0 | 0 | 24447-111-014469 | TARUN PATEL
39354 | Currently in Use |  | 1989-01-01 |  | Petroleum | On road diesel | On road diesel | Retail | Single Wall, Steel | Steel | Coated & cathodic protection (sti-P3) |  | Double Wall, Fiberglass reinforced plastic |  |  | Other, FLXS ISOLA | Catchment Basin, Single walled catchment basin | Flow Rest 90% Full | Flow Rest 90% Full |  |  | Continuous Automatic Tank Gauge |  | Automatic flow restrictor (MLLD), Containment Sump | Containment Sump |  |  | Annual line testing | Annual line testing |  | UST Currently In Use: 3; UST Temp Close: 0; AST Currently In Use: 3; AST Temp Closed: 0 | 3 | 0 | 0 | 24447-111-014469 | TARUN PATEL
39355 | Permanently Closed | 1992-09-18 | 1986-01-01 | 1992-09-18 | Petroleum | Unleaded gasoline | Unleaded gasoline |  | Steel | Steel |  | Painted or None | Steel |  | 1901-01-01 | [15 empty] | UST Currently In Use: 0; UST Temp Close: 0; AST Currently In Use: 0; AST Temp Closed: 0 | 0 | 0 | 2 | 16567-005-014470 | BENNY & BETTY SPEIGHTS
39356 | Permanently Closed | 1992-09-18 | 1986-01-01 | 1992-09-18 | Petroleum | Unleaded gasoline | Unleaded gasoline |  | Steel | Steel |  | Painted or None | Steel |  | 1901-01-01 | [15 empty] | UST Currently In Use: 0; UST Temp Close: 0; AST Currently In Use: 0; AST Temp Closed: 0 | 0 | 0 | 2 | 16567-005-014470 | BENNY & BETTY SPEIGHTS
39357 | Permanently Closed | 1994-12-01 | 1966-01-01 | 1994-12-06 | Petroleum | Unleaded gasoline | Unleaded gasoline |  | Steel | Steel |  |  |  |  | 1901-01-01 | [15 empty] | UST Currently In Use: 0; UST Temp Close: 0; AST Currently In Use: 0; AST Temp Closed: 0 | 0 | 0 | 2 | 16569-097-014472 | SOUTHERN SPORTSMAN R M DAVIS JR
39358 | Permanently Closed | 1994-12-01 | 1966-01-01 | 1994-12-06 | Petroleum | Unleaded gasoline | Unleaded gasoline |  | Steel | Steel |  |  |  |  | 1901-01-01 | [15 empty] | UST Currently In Use: 0; UST Temp Close: 0; AST Currently In Use: 0; AST Temp Closed: 0 | 0 | 0 | 2 | 16569-097-014472 | SOUTHERN SPORTSMAN R M DAVIS JR
39359 | Currently in Use |  | 1988-11-01 |  | Petroleum | Unleaded gasoline | Unleaded gasoline | Retail | Steel, 3K/2K | Steel | Coated & cathodic protection (sti-P3) |  | Flexible |  |  |  | Catchment Basin, Single walled catchment basin | Automatic shutoff device At 95% full | Automatic shutoff device At 95% full |  |  | Statistical Inventory Reconciliation (SIR) | [8 empty] | UST Currently In Use: 2; UST Temp Close: 0; AST Currently In Use: 2; AST Temp Closed: 0 | 2 | 0 | 0 | 20806-055-005733 | MARC AND TRACI PONDICK
39361 | Currently in Use |  | 1988-11-01 |  | Petroleum | Premium gasoline | Premium gasoline | Retail | Steel | Steel | Coated & cathodic protection (sti-P3) |  | Flexible |  |  |  | Catchment Basin, Single walled catchment basin | Automatic shutoff device At 95% full | Automatic shutoff device At 95% full |  |  | Statistical Inventory Reconciliation (SIR) | [8 empty] | UST Currently In Use: 2; UST Temp Close: 0; AST Currently In Use: 2; AST Temp Closed: 0 | 2 | 0 | 0 | 20806-055-005733 | MARC AND TRACI PONDICK
39362 | Permanently Closed | 2005-01-01 | 1981-01-01 | 2007-01-24 | Petroleum | Unleaded gasoline | Unleaded gasoline | Retail | Steel | Steel |  | Painted or None | Steel |  | 1901-01-01 | [15 empty] | UST Currently In Use: 0; UST Temp Close: 0; AST Currently In Use: 0; AST Temp Closed: 0 | 0 | 0 | 3 | 22530-097-001768 | HAMILTON BLVD RED COMPANY LLC
39363 | Permanently Closed | 2005-01-01 | 1981-01-01 | 2007-01-24 | Petroleum | Unleaded gasoline | Unleaded gasoline | Retail | Steel | Steel |  | Painted or None | Steel |  | 1901-01-01 | [15 empty] | UST Currently In Use: 0; UST Temp Close: 0; AST Currently In Use: 0; AST Temp Closed: 0 | 0 | 0 | 3 | 22530-097-001768 | HAMILTON BLVD RED COMPANY LLC
39364 | Permanently Closed | 2004-02-29 | 1984-01-01 | 2007-09-21 | Petroleum | Mid-grade gasoline | Mid-grade gasoline | Retail | Steel | Steel | Interior lined (not allowed as a standalone method of corrosion protection) | Painted or None | Fiberglass reinforced plastic |  | 1901-01-01 |  | Catchment Basin, Single walled catchment basin | Automatic shutoff device At 95% full | Automatic shutoff device At 95% full | [11 empty] | UST Currently In Use: 0; UST Temp Close: 0; AST Currently In Use: 2; AST Temp Closed: 0 | 0 | 0 | 4 | 17612-095-001345 | ROBERTSON ENTERPRISES, INC.
39365 | Permanently Closed | 1993-01-01 | 1980-01-01 | 1993-01-01 | Petroleum | Unleaded gasoline | Unleaded gasoline |  | Steel | Steel |  | Painted or None | Steel |  | 1901-01-01 | [6 empty] | Statistical Inventory Reconciliation (SIR) | [8 empty] | UST Currently In Use: 0; UST Temp Close: 0; AST Currently In Use: 2; AST Temp Closed: 0 | 0 | 0 | 4 | 17612-095-001345 | ROBERTSON ENTERPRISES, INC.
39366 | Permanently Closed | 2004-02-29 | 1984-01-01 | 2007-09-21 | Petroleum | Premium gasoline | Premium gasoline | Retail | Steel | Steel | Interior lined (not allowed as a standalone method of corrosion protection) | Painted or None | Fiberglass reinforced plastic |  | 1901-01-01 |  | Catchment Basin, Single walled catchment basin | Automatic shutoff device At 95% full | Automatic shutoff device At 95% full | [8 empty] | Annual line testing | Annual line testing |  | UST Currently In Use: 0; UST Temp Close: 0; AST Currently In Use: 2; AST Temp Closed: 0 | 0 | 0 | 4 | 17612-095-001345 | ROBERTSON ENTERPRISES, INC.
39367 | Permanently Closed | 1998-10-31 | 1972-01-01 | 1999-08-16 | Petroleum | Unleaded gasoline | Unleaded gasoline | Retail | Steel | Steel |  | Painted or None | Steel |  | 1901-01-01 | [15 empty] | UST Currently In Use: 0; UST Temp Close: 0; AST Currently In Use: 0; AST Temp Closed: 0 | 0 | 0 | 2 | 16574-073-010542 | SOHINI PATEL
39368 | Permanently Closed | 1998-10-31 | 1972-01-01 | 1999-08-16 | Petroleum | Unleaded gasoline | Unleaded gasoline | Retail | Steel | Steel |  | Painted or None | Steel |  | 1901-01-01 | [15 empty] | UST Currently In Use: 0; UST Temp Close: 0; AST Currently In Use: 0; AST Temp Closed: 0 | 0 | 0 | 2 | 16574-073-010542 | SOHINI PATEL
39369 | Permanently Closed | 1993-12-14 | 1973-01-01 | 1993-12-14 | Petroleum | Unleaded gasoline | Unleaded gasoline |  | Steel | Steel |  | Painted or None | Steel |  | 1901-01-01 | [15 empty] | UST Currently In Use: 0; UST Temp Close: 0; AST Currently In Use: 0; AST Temp Closed: 0 | 0 | 0 | 4 | 16575-073-011275 | DONALD HALL
39370 | Permanently Closed | 1993-12-14 | 1973-01-01 | 1993-12-14 | Petroleum | Unleaded gasoline | Unleaded gasoline |  | Steel | Steel |  | Painted or None | Steel |  | 1901-01-01 | [15 empty] | UST Currently In Use: 0; UST Temp Close: 0; AST Currently In Use: 0; AST Temp Closed: 0 | 0 | 0 | 4 | 16575-073-011275 | DONALD HALL
39371 | Permanently Closed | 1993-12-14 | 1973-01-01 | 1993-12-14 | Petroleum | Unleaded gasoline | Unleaded gasoline |  | Steel | Steel |  | Painted or None | Steel |  | 1901-01-01 | [15 empty] | UST Currently In Use: 0; UST Temp Close: 0; AST Currently In Use: 0; AST Temp Closed: 0 | 0 | 0 | 4 | 16575-073-011275 | DONALD HALL
39372 | Permanently Closed | 1993-12-14 | 1973-01-01 | 1993-12-14 | Petroleum | Unleaded gasoline | Unleaded gasoline |  | Steel | Steel |  | Painted or None | Steel |  | 1901-01-01 | [15 empty] | UST Currently In Use: 0; UST Temp Close: 0; AST Currently In Use: 0; AST Temp Closed: 0 | 0 | 0 | 4 | 16575-073-011275 | DONALD HALL
39373 | Permanently Closed | 1988-12-01 | 1963-01-01 | 1991-09-04 | Petroleum | Unleaded gasoline | Unleaded gasoline |  | Steel | Steel |  | Painted or None | Steel |  | 1901-01-01 | [15 empty] | UST Currently In Use: 0; UST Temp Close: 0; AST Currently In Use: 0; AST Temp Closed: 0 | 0 | 0 | 3 | 16576-083-009334 | MELVIN CLEM
39374 | Permanently Closed | 1988-12-01 | 1963-01-01 | 1991-09-04 | Petroleum | Unleaded gasoline | Unleaded gasoline |  | Steel | Steel |  | Painted or None | Steel |  | 1901-01-01 | [15 empty] | UST Currently In Use: 0; UST Temp Close: 0; AST Currently In Use: 0; AST Temp Closed: 0 | 0 | 0 | 3 | 16576-083-009334 | MELVIN CLEM
39375 | Permanently Closed | 1988-12-01 | 1968-01-01 | 1991-09-04 | Petroleum | On road diesel | On road diesel |  | Steel | Steel |  | Painted or None | Steel |  | 1901-01-01 | [15 empty] | UST Currently In Use: 0; UST Temp Close: 0; AST Currently In Use: 0; AST Temp Closed: 0 | 0 | 0 | 3 | 16576-083-009334 | MELVIN CLEM
39376 | Permanently Closed | 1992-05-01 | 1966-01-01 | 1992-05-01 | Petroleum | Unleaded gasoline | Unleaded gasoline |  | Steel | Steel |  | Painted or None | Steel |  | 1901-01-01 | [15 empty] | UST Currently In Use: 0; UST Temp Close: 0; AST Currently In Use: 0; AST Temp Closed: 0 | 0 | 0 | 2 | 17467-103-009746 | JOHNNY STEPHENSON
39377 | Permanently Closed | 1992-05-01 | 1966-01-01 | 1992-05-01 | Petroleum | Unleaded gasoline | Unleaded gasoline |  | Steel | Steel |  | Painted or None | Steel |  | 1901-01-01 | [15 empty] | UST Currently In Use: 0; UST Temp Close: 0; AST Currently In Use: 0; AST Temp Closed: 0 | 0 | 0 | 2 | 17467-103-009746 | JOHNNY STEPHENSON
39378 | Permanently Closed | 1992-09-22 | 1978-01-01 | 1992-09-22 | Petroleum | Unleaded gasoline | Unleaded gasoline |  | Steel | Steel |  | Painted or None | Steel |  | 1901-01-01 | [15 empty] | UST Currently In Use: 0; UST Temp Close: 0; AST Currently In Use: 0; AST Temp Closed: 0 | 0 | 0 | 2 | 16578-089-011892 | LOCKHART GROCERY
39379 | Permanently Closed | 1992-09-22 | 1978-01-01 | 1992-09-22 | Petroleum | Unleaded gasoline | Unleaded gasoline |  | Steel | Steel |  | Painted or None | Steel |  | 1901-01-01 | [15 empty] | UST Currently In Use: 0; UST Temp Close: 0; AST Currently In Use: 0; AST Temp Closed: 0 | 0 | 0 | 2 | 16578-089-011892 | LOCKHART GROCERY
39380 | Retired | 1988-12-22 | 1977-01-01 |  | Petroleum | Unleaded gasoline | Unleaded gasoline |  | Steel | Steel |  | Painted or None | Steel |  | 1901-01-01 | [7 empty] | Direct Bury submersible pump | [7 empty] | UST Currently In Use: 1; UST Temp Close: 0; AST Currently In Use: 0; AST Temp Closed: 0 | 1 | 0 | 0 | 24605-103-009742 | HUBERT AND TRIXIE MOLAND
39381 | Retired | 1988-12-22 | 1977-01-01 |  | Petroleum | Unleaded gasoline | Unleaded gasoline |  | Steel | Steel |  | Painted or None | Steel |  | 1901-01-01 | [7 empty] | Direct Bury submersible pump | [7 empty] | UST Currently In Use: 1; UST Temp Close: 0; AST Currently In Use: 0; AST Temp Closed: 0 | 1 | 0 | 0 | 24605-103-009742 | HUBERT AND TRIXIE MOLAND
39383 | Currently in Use |  | 1974-01-01 |  | Petroleum | Unleaded gasoline | Unleaded gasoline | Retail | Single Wall, Steel | Steel | Field installed cathodic protection |  | Double Wall, Fiberglass reinforced plastic |  |  |  | Catchment Basin, Single walled catchment basin | Automatic shutoff device At 95% full | Automatic shutoff device At 95% full |  |  | Automatic Tank Gauge | Single walled submersible pump containment sump | Automatic flow restrictor (MLLD) | Automatic flow restrictor (MLLD) |  |  | Annual line testing | Annual line testing |  | UST Currently In Use: 2; UST Temp Close: 1; AST Currently In Use: 1; AST Temp Closed: 0 | 2 | 1 | 0 | 24218-043-010363 | JAY KAY ASSOCIATES, LLC
39384 | Temporary Closed |  | 1974-01-01 |  | Petroleum | Premium gasoline | Premium gasoline | Retail | Single Wall, Steel | Steel | Field installed cathodic protection |  | Double Wall, Fiberglass reinforced plastic |  |  |  | Catchment Basin, Single walled catchment basin | Automatic shutoff device At 95% full | Automatic shutoff device At 95% full |  |  | Automatic Tank Gauge | Single walled submersible pump containment sump | Automatic flow restrictor (MLLD) | Automatic flow restrictor (MLLD) |  |  | Annual line testing | Annual line testing |  | UST Currently In Use: 2; UST Temp Close: 1; AST Currently In Use: 1; AST Temp Closed: 0 | 2 | 1 | 0 | 24218-043-010363 | JAY KAY ASSOCIATES, LLC
39385 | Currently in Use |  | 1974-01-01 |  | Petroleum | Unleaded gasoline | Unleaded gasoline | Retail | Single Wall, Steel | Steel | Field installed cathodic protection |  | Double Wall, Fiberglass reinforced plastic |  |  |  | Catchment Basin, Single walled catchment basin | Automatic shutoff device At 95% full | Automatic shutoff device At 95% full |  |  | Automatic Tank Gauge | Single walled submersible pump containment sump | Automatic flow restrictor (MLLD) | Automatic flow restrictor (MLLD) |  |  | Annual line testing | Annual line testing |  | UST Currently In Use: 2; UST Temp Close: 1; AST Currently In Use: 1; AST Temp Closed: 0 | 2 | 1 | 0 | 24218-043-010363 | JAY KAY ASSOCIATES, LLC
39386 | Permanently Closed | 1988-01-01 | 1978-01-01 | 1992-12-30 | Petroleum | Unleaded gasoline | Unleaded gasoline |  | Steel | Steel |  | Painted or None | Steel |  | 1901-01-01 | [15 empty] | UST Currently In Use: 0; UST Temp Close: 0; AST Currently In Use: 0; AST Temp Closed: 0 | 0 | 0 | 2 | 17470-103-009743 | DAVID GRISSOM
39387 | Permanently Closed | 1988-01-01 | 1978-01-01 | 1992-12-30 | Petroleum | Unleaded gasoline | Unleaded gasoline |  | Steel | Steel |  | Painted or None | Steel |  | 1901-01-01 | [15 empty] | UST Currently In Use: 0; UST Temp Close: 0; AST Currently In Use: 0; AST Temp Closed: 0 | 0 | 0 | 2 | 17470-103-009743 | DAVID GRISSOM
39388 | Permanently Closed | 1998-06-01 | 1971-01-01 | 2000-02-11 | Petroleum | Unleaded gasoline | Unleaded gasoline |  | Steel | Steel |  | Painted or None | Steel |  | 1901-01-01 | [12 empty] | Annual line testing | Annual line testing |  | UST Currently In Use: 0; UST Temp Close: 0; AST Currently In Use: 0; AST Temp Closed: 0 | 0 | 0 | 2 | 17465-079-009754 | GAIL AND DARRELL TERRY
39389 | Permanently Closed | 1998-06-01 | 1978-01-01 | 2000-02-11 | Petroleum | Unleaded gasoline | Unleaded gasoline |  | Steel | Steel |  | Painted or None | Steel |  | 1901-01-01 | [12 empty] | Annual line testing | Annual line testing |  | UST Currently In Use: 0; UST Temp Close: 0; AST Currently In Use: 0; AST Temp Closed: 0 | 0 | 0 | 2 | 17465-079-009754 | GAIL AND DARRELL TERRY
39390 | Permanently Closed | 1990-09-01 | 1980-01-01 | 1999-11-02 | Petroleum | Unleaded gasoline | Unleaded gasoline |  | Steel | Steel |  | Painted or None | Steel |  | 1901-01-01 | [15 empty] | UST Currently In Use: 0; UST Temp Close: 0; AST Currently In Use: 0; AST Temp Closed: 0 | 0 | 0 | 2 | 16583-079-009346 | BUCK LOWERY
39391 | Permanently Closed | 1990-09-01 | 1980-01-01 | 1999-11-02 | Petroleum | Unleaded gasoline | Unleaded gasoline |  | Steel | Steel |  | Painted or None | Steel |  | 1901-01-01 | [15 empty] | UST Currently In Use: 0; UST Temp Close: 0; AST Currently In Use: 0; AST Temp Closed: 0 | 0 | 0 | 2 | 16583-079-009346 | BUCK LOWERY
39392 | Retired | 1988-08-08 | 1971-01-01 |  | Petroleum | Used oil | Used oil | [7 empty] | 1901-01-01 | [15 empty] | UST Currently In Use: 0; UST Temp Close: 0; AST Currently In Use: 0; AST Temp Closed: 0 | 0 | 0 | 0 | 16584-073-012009 | FIVE POINTS WEST ASSOCIATES LTD
39393 | Currently in Use |  | 1987-01-01 |  | Petroleum | Unleaded gasoline | Unleaded gasoline | Retail | Single Wall, Steel | Steel | Coated & cathodic protection (sti-P3) |  | Double Wall, Fiberglass reinforced plastic |  | 1901-01-01 |  | Catchment Basin, Single walled catchment basin | Flow Rest 90% Full | Flow Rest 90% Full |  |  | Continuous Automatic Tank Gauge | Single walled submersible pump containment sump | Automatic flow restrictor (MLLD) | Automatic flow restrictor (MLLD) |  |  | Annual line testing | Annual line testing |  | UST Currently In Use: 5; UST Temp Close: 0; AST Currently In Use: 0; AST Temp Closed: 0 | 5 | 0 | 0 | 17612-043-010939 | ROBERTSON ENTERPRISES, INC.
39394 | Currently in Use |  | 1987-01-01 |  | Petroleum | Premium gasoline | Premium gasoline | Retail | Single Wall, Steel | Steel | Coated & cathodic protection (sti-P3) |  | Double Wall, Fiberglass reinforced plastic |  | 1901-01-01 |  | Catchment Basin, Single walled catchment basin | Flow Rest 90% Full | Flow Rest 90% Full |  |  | Continuous Automatic Tank Gauge | Single walled submersible pump containment sump | Automatic flow restrictor (MLLD) | Automatic flow restrictor (MLLD) |  |  | Annual line testing | Annual line testing |  | UST Currently In Use: 5; UST Temp Close: 0; AST Currently In Use: 0; AST Temp Closed: 0 | 5 | 0 | 0 | 17612-043-010939 | ROBERTSON ENTERPRISES, INC.
39395 | Currently in Use |  | 1987-01-01 |  | Petroleum | Unleaded gasoline | Unleaded gasoline | Retail | Single Wall, Steel | Steel | Coated & cathodic protection (sti-P3) |  | Double Wall, Fiberglass reinforced plastic |  | 1901-01-01 |  | Catchment Basin, Single walled catchment basin | Flow Rest 90% Full | Flow Rest 90% Full |  |  | Continuous Automatic Tank Gauge | Single walled submersible pump containment sump | Automatic flow restrictor (MLLD) | Automatic flow restrictor (MLLD) |  |  | Annual line testing | Annual line testing |  | UST Currently In Use: 5; UST Temp Close: 0; AST Currently In Use: 0; AST Temp Closed: 0 | 5 | 0 | 0 | 17612-043-010939 | ROBERTSON ENTERPRISES, INC.
39396 | Currently in Use |  | 1987-01-01 |  | Petroleum | On road diesel | On road diesel | Retail | Single Wall, Steel | Steel | Coated & cathodic protection (sti-P3) |  | Double Wall, Fiberglass reinforced plastic |  | 1901-01-01 |  | Catchment Basin, Single walled catchment basin | Flow Rest 90% Full | Flow Rest 90% Full |  |  | Continuous Automatic Tank Gauge | Single walled submersible pump containment sump | Automatic flow restrictor (MLLD) | Automatic flow restrictor (MLLD) |  |  | Annual line testing | Annual line testing |  | UST Currently In Use: 5; UST Temp Close: 0; AST Currently In Use: 0; AST Temp Closed: 0 | 5 | 0 | 0 | 17612-043-010939 | ROBERTSON ENTERPRISES, INC.
39397 | Currently in Use |  | 1987-01-01 |  | Petroleum | Unleaded gasoline | Unleaded gasoline | Retail | Single Wall, Steel | Steel | Coated & cathodic protection (sti-P3) |  | Double Wall, Fiberglass reinforced plastic |  | 1901-01-01 |  | Catchment Basin, Single walled catchment basin | Flow Rest 90% Full | Flow Rest 90% Full |  |  | Continuous Automatic Tank Gauge | Single walled submersible pump containment sump | Automatic flow restrictor (MLLD) | Automatic flow restrictor (MLLD) |  |  | Annual line testing | Annual line testing |  | UST Currently In Use: 5; UST Temp Close: 0; AST Currently In Use: 0; AST Temp Closed: 0 | 5 | 0 | 0 | 17612-043-010939 | ROBERTSON ENTERPRISES, INC.
39398 | Permanently Closed | 1997-01-01 | 1975-01-01 | 1997-06-12 | Petroleum | Used oil | Used oil |  | Steel | Steel |  | Painted or None | Steel |  | 1901-01-01 | [15 empty] | UST Currently In Use: 4; UST Temp Close: 0; AST Currently In Use: 0; AST Temp Closed: 0 | 4 | 0 | 1 | 16586-097-012473 | TRAVEL CENTERS OF AMERICA INC
39399 | Currently in Use |  | 1977-01-01 |  | Petroleum | Unleaded gasoline | Unleaded gasoline | Retail | Single Wall, Steel | Steel | Field installed cathodic protection |  | Double Wall, Fiberglass reinforced plastic |  |  |  | Catchment Basin, Single walled catchment basin | Automatic shutoff device At 95% full | Automatic shutoff device At 95% full |  |  | Continuous Automatic Tank Gauge, Other |  | Automatic flow restrictor (MLLD), Containment Sump, CITLDS | Containment Sump | Interstitial Monitoring within Secondary Containment | SENSOR TO ATG | Annual line testing, Continuous alarm system, Other, CITLDS | Other |  | UST Currently In Use: 4; UST Temp Close: 0; AST Currently In Use: 0; AST Temp Closed: 0 | 4 | 0 | 1 | 16586-097-012473 | TRAVEL CENTERS OF AMERICA INC
39400 | Currently in Use |  | 1977-01-01 |  | Petroleum | On road diesel | On road diesel | Retail | Single Wall, Steel | Steel | Field installed cathodic protection |  | Double Wall, Fiberglass reinforced plastic |  |  |  | Catchment Basin, Single walled catchment basin | Automatic shutoff device At 95% full | Automatic shutoff device At 95% full |  |  | Continuous Automatic Tank Gauge, Other |  | Automatic flow restrictor (MLLD), Containment Sump, CITLDS | Containment Sump | Interstitial Monitoring within Secondary Containment | SENSOR TO ATG | Annual line testing, Continuous alarm system, Other, CITLDS | Other |  | UST Currently In Use: 4; UST Temp Close: 0; AST Currently In Use: 0; AST Temp Closed: 0 | 4 | 0 | 1 | 16586-097-012473 | TRAVEL CENTERS OF AMERICA INC
39403 | Currently in Use |  | 1977-01-01 |  | Petroleum | Premium gasoline | Premium gasoline | Retail | Single Wall, Steel | Steel | Field installed cathodic protection |  | Double Wall, Fiberglass reinforced plastic |  |  |  | Catchment Basin, Single walled catchment basin | Automatic shutoff device At 95% full | Automatic shutoff device At 95% full |  |  | Continuous Automatic Tank Gauge, Other |  | Automatic flow restrictor (MLLD), Containment Sump, CITLDS | Containment Sump | Interstitial Monitoring within Secondary Containment | SENSOR TO ATG | Annual line testing, Continuous alarm system, Other, CITLDS | Other |  | UST Currently In Use: 4; UST Temp Close: 0; AST Currently In Use: 0; AST Temp Closed: 0 | 4 | 0 | 1 | 16586-097-012473 | TRAVEL CENTERS OF AMERICA INC
39404 | Permanently Closed | 1994-04-19 | 1970-01-01 | 1994-04-19 | Petroleum | Used oil | Used oil |  | Steel | Steel |  | Painted or None | Steel |  | 1901-01-01 | [15 empty] | UST Currently In Use: 5; UST Temp Close: 0; AST Currently In Use: 0; AST Temp Closed: 0 | 5 | 0 | 7 | 22773-101-007340 | TA LEASING LLC
39405 | Permanently Closed | 1989-10-26 | 1970-01-01 | 1989-10-26 | Petroleum | On road diesel | On road diesel |  | Steel | Steel |  | Painted or None | Steel |  | 1901-01-01 | [15 empty] | UST Currently In Use: 5; UST Temp Close: 0; AST Currently In Use: 0; AST Temp Closed: 0 | 5 | 0 | 7 | 22773-101-007340 | TA LEASING LLC
39406 | Permanently Closed | 1994-09-01 | 1970-01-01 | 1994-09-01 | Petroleum | Unleaded gasoline | Unleaded gasoline |  | Steel | Steel |  | Painted or None | Steel |  | 1901-01-01 | [15 empty] | UST Currently In Use: 5; UST Temp Close: 0; AST Currently In Use: 0; AST Temp Closed: 0 | 5 | 0 | 7 | 22773-101-007340 | TA LEASING LLC
39407 | Permanently Closed | 1994-09-01 | 1970-01-01 | 1994-09-01 | Petroleum | Unleaded gasoline | Unleaded gasoline |  | Steel | Steel |  | Painted or None | Steel |  | 1901-01-01 | [15 empty] | UST Currently In Use: 5; UST Temp Close: 0; AST Currently In Use: 0; AST Temp Closed: 0 | 5 | 0 | 7 | 22773-101-007340 | TA LEASING LLC
39408 | Permanently Closed | 1994-09-01 | 1970-01-01 | 1994-09-01 | Petroleum | On road diesel | On road diesel |  | Steel | Steel |  | Painted or None | Steel |  | 1901-01-01 | [15 empty] | UST Currently In Use: 5; UST Temp Close: 0; AST Currently In Use: 0; AST Temp Closed: 0 | 5 | 0 | 7 | 22773-101-007340 | TA LEASING LLC
39409 | Permanently Closed | 1994-09-01 | 1970-01-01 | 1994-09-01 | Petroleum | On road diesel | On road diesel |  | Steel | Steel |  | Painted or None | Steel |  | 1901-01-01 | [15 empty] | UST Currently In Use: 5; UST Temp Close: 0; AST Currently In Use: 0; AST Temp Closed: 0 | 5 | 0 | 7 | 22773-101-007340 | TA LEASING LLC
39410 | Permanently Closed | 1994-09-01 | 1970-01-01 | 1994-09-01 | Petroleum | On road diesel | On road diesel |  | Steel | Steel |  | Painted or None | Steel |  | 1901-01-01 | [15 empty] | UST Currently In Use: 5; UST Temp Close: 0; AST Currently In Use: 0; AST Temp Closed: 0 | 5 | 0 | 7 | 22773-101-007340 | TA LEASING LLC
39411 | Permanently Closed | 1989-08-01 | 1970-01-01 | 1989-08-01 | Petroleum | On road diesel | On road diesel |  | Steel | Steel |  | Painted or None | Steel |  | 1901-01-01 | [15 empty] | UST Currently In Use: 5; UST Temp Close: 0; AST Currently In Use: 0; AST Temp Closed: 0 | 5 | 0 | 11 | 19984-125-011978 | PILOT TRAVEL CENTERS, LLC
39412 | Permanently Closed | 1989-08-01 | 1966-01-01 | 1989-08-01 | Petroleum | Used oil | Used oil |  | Steel | Steel |  | Painted or None | Steel |  | 1901-01-01 | [15 empty] | UST Currently In Use: 5; UST Temp Close: 0; AST Currently In Use: 0; AST Temp Closed: 0 | 5 | 0 | 11 | 19984-125-011978 | PILOT TRAVEL CENTERS, LLC
39413 | Permanently Closed | 1989-08-01 | 1966-01-01 | 1989-08-01 | Petroleum | On road diesel | On road diesel |  | Steel | Steel |  | Painted or None | Steel |  | 1901-01-01 | [15 empty] | UST Currently In Use: 5; UST Temp Close: 0; AST Currently In Use: 0; AST Temp Closed: 0 | 5 | 0 | 11 | 19984-125-011978 | PILOT TRAVEL CENTERS, LLC
39414 | Permanently Closed | 1989-08-01 | 1966-01-01 | 1989-08-01 | Petroleum | Unleaded gasoline | Unleaded gasoline |  | Steel | Steel |  | Painted or None | Steel |  | 1901-01-01 | [15 empty] | UST Currently In Use: 5; UST Temp Close: 0; AST Currently In Use: 0; AST Temp Closed: 0 | 5 | 0 | 11 | 19984-125-011978 | PILOT TRAVEL CENTERS, LLC
39415 | Permanently Closed | 1989-08-01 | 1970-01-01 | 1989-08-01 | Petroleum | On road diesel | On road diesel |  | Steel | Steel |  | Painted or None | Steel |  | 1901-01-01 | [15 empty] | UST Currently In Use: 5; UST Temp Close: 0; AST Currently In Use: 0; AST Temp Closed: 0 | 5 | 0 | 11 | 19984-125-011978 | PILOT TRAVEL CENTERS, LLC
39416 | Permanently Closed | 1989-08-01 | 1966-01-01 | 1989-08-01 | Petroleum | Unleaded gasoline | Unleaded gasoline |  | Steel | Steel |  | Painted or None | Steel |  | 1901-01-01 | [15 empty] | UST Currently In Use: 5; UST Temp Close: 0; AST Currently In Use: 0; AST Temp Closed: 0 | 5 | 0 | 11 | 19984-125-011978 | PILOT TRAVEL CENTERS, LLC
39417 | Permanently Closed | 1989-08-01 | 1966-01-01 | 1989-08-01 | Petroleum | Unleaded gasoline | Unleaded gasoline |  | Steel | Steel |  | Painted or None | Steel |  | 1901-01-01 | [15 empty] | UST Currently In Use: 5; UST Temp Close: 0; AST Currently In Use: 0; AST Temp Closed: 0 | 5 | 0 | 11 | 19984-125-011978 | PILOT TRAVEL CENTERS, LLC
39418 | Permanently Closed | 1989-08-01 | 1966-01-01 | 1989-08-01 | Petroleum | Unleaded gasoline | Unleaded gasoline |  | Steel | Steel |  | Painted or None | Steel |  | 1901-01-01 | [15 empty] | UST Currently In Use: 5; UST Temp Close: 0; AST Currently In Use: 0; AST Temp Closed: 0 | 5 | 0 | 11 | 19984-125-011978 | PILOT TRAVEL CENTERS, LLC
39419 | Permanently Closed | 1989-08-01 | 1966-01-01 | 1989-08-01 | Petroleum | On road diesel | On road diesel |  | Steel | Steel |  | Painted or None | Steel |  | 1901-01-01 | [15 empty] | UST Currently In Use: 5; UST Temp Close: 0; AST Currently In Use: 0; AST Temp Closed: 0 | 5 | 0 | 11 | 19984-125-011978 | PILOT TRAVEL CENTERS, LLC
39420 | Permanently Closed | 1989-08-01 | 1966-01-01 | 1989-08-01 | Petroleum | On road diesel | On road diesel |  | Steel | Steel |  | Painted or None | Steel |  | 1901-01-01 | [15 empty] | UST Currently In Use: 5; UST Temp Close: 0; AST Currently In Use: 0; AST Temp Closed: 0 | 5 | 0 | 11 | 19984-125-011978 | PILOT TRAVEL CENTERS, LLC
39421 | Currently in Use |  | 1990-01-01 |  | Petroleum | On road diesel | On road diesel | Retail | Fiberglass reinforced plastic | Fiberglass reinforced plastic |  |  | Fiberglass reinforced plastic |  | 1901-01-01 |  | Catchment Basin, Single walled catchment basin | Flow Rest 90% Full | Flow Rest 90% Full |  |  | Continuous Automatic Tank Gauge, Other, Warren Rogers |  | Automatic flow restrictor (MLLD), Containment Sump | Containment Sump |  |  | Other, WARREN ROG | Other |  | UST Currently In Use: 5; UST Temp Close: 0; AST Currently In Use: 0; AST Temp Closed: 0 | 5 | 0 | 11 | 19984-125-011978 | PILOT TRAVEL CENTERS, LLC
39422 | Currently in Use |  | 1990-01-01 |  | Petroleum | Unleaded gasoline | Unleaded gasoline | Retail | Fiberglass reinforced plastic | Fiberglass reinforced plastic |  |  | Fiberglass reinforced plastic |  | 1901-01-01 |  | Catchment Basin, Single walled catchment basin | Flow Rest 90% Full | Flow Rest 90% Full |  |  | Continuous Automatic Tank Gauge, Other, Warren Rogers |  | Automatic flow restrictor (MLLD), Containment Sump | Containment Sump |  |  | Other, WARREN ROG | Other |  | UST Currently In Use: 5; UST Temp Close: 0; AST Currently In Use: 0; AST Temp Closed: 0 | 5 | 0 | 11 | 19984-125-011978 | PILOT TRAVEL CENTERS, LLC
39423 | Currently in Use |  | 1990-01-01 |  | Petroleum | Premium gasoline | Premium gasoline | Retail | Fiberglass reinforced plastic | Fiberglass reinforced plastic |  |  | Fiberglass reinforced plastic |  | 1901-01-01 |  | Catchment Basin, Single walled catchment basin | Flow Rest 90% Full | Flow Rest 90% Full |  |  | Continuous Automatic Tank Gauge, Other, Warren Rogers |  | Automatic flow restrictor (MLLD), Containment Sump | Containment Sump |  |  | Other, WARREN ROG | Other |  | UST Currently In Use: 5; UST Temp Close: 0; AST Currently In Use: 0; AST Temp Closed: 0 | 5 | 0 | 11 | 19984-125-011978 | PILOT TRAVEL CENTERS, LLC
39424 | Currently in Use |  | 1990-01-01 |  | Petroleum | On road diesel | On road diesel | Retail | Fiberglass reinforced plastic | Fiberglass reinforced plastic |  |  | Fiberglass reinforced plastic |  | 1901-01-01 |  | Catchment Basin, Single walled catchment basin | Flow Rest 90% Full | Flow Rest 90% Full |  |  | Continuous Automatic Tank Gauge, Other, Warren Rogers |  | Automatic flow restrictor (MLLD), Containment Sump | Containment Sump |  |  | Other, WARREN ROG | Other |  | UST Currently In Use: 5; UST Temp Close: 0; AST Currently In Use: 0; AST Temp Closed: 0 | 5 | 0 | 11 | 19984-125-011978 | PILOT TRAVEL CENTERS, LLC
39425 | Currently in Use |  | 1990-01-01 |  | Petroleum | On road diesel | On road diesel | Retail | Fiberglass reinforced plastic | Fiberglass reinforced plastic |  |  | Fiberglass reinforced plastic |  | 1901-01-01 |  | Catchment Basin, Single walled catchment basin | Flow Rest 90% Full | Flow Rest 90% Full |  |  | Continuous Automatic Tank Gauge, Other, Warren Rogers |  | Automatic flow restrictor (MLLD), Containment Sump | Containment Sump |  |  | Other, WARREN ROG | Other |  | UST Currently In Use: 5; UST Temp Close: 0; AST Currently In Use: 0; AST Temp Closed: 0 | 5 | 0 | 11 | 19984-125-011978 | PILOT TRAVEL CENTERS, LLC
39426 | Permanently Closed | 1999-08-01 | 1990-01-01 | 2000-08-01 | Petroleum | Used oil | Used oil | Retail | Fiberglass reinforced plastic | Fiberglass reinforced plastic |  |  | Fiberglass reinforced plastic |  | 1901-01-01 | None |  | Other, EXEMPT | Other | [8 empty] | Annual line testing | Annual line testing |  | UST Currently In Use: 5; UST Temp Close: 0; AST Currently In Use: 0; AST Temp Closed: 0 | 5 | 0 | 11 | 19984-125-011978 | PILOT TRAVEL CENTERS, LLC
39431 | Retired | 1988-08-08 | 1969-01-01 |  | Petroleum | Unleaded gasoline | Unleaded gasoline | [7 empty] | 1901-01-01 | [15 empty] | UST Currently In Use: 0; UST Temp Close: 0; AST Currently In Use: 0; AST Temp Closed: 0 | 0 | 0 | 0 | 16589-017-010276 | DAVID FLOYD
39432 | Retired | 1988-08-08 | 1969-01-01 |  | Petroleum | Unleaded gasoline | Unleaded gasoline | [7 empty] | 1901-01-01 | [15 empty] | UST Currently In Use: 0; UST Temp Close: 0; AST Currently In Use: 0; AST Temp Closed: 0 | 0 | 0 | 0 | 16589-017-010276 | DAVID FLOYD
39433 | Permanently Closed | 1998-12-21 | 1980-01-01 | 1999-08-11 | Petroleum | Unleaded gasoline | Unleaded gasoline |  | Steel | Steel |  | Painted or None | Steel |  | 1901-01-01 | [15 empty] | UST Currently In Use: 3; UST Temp Close: 0; AST Currently In Use: 0; AST Temp Closed: 0 | 3 | 0 | 3 | 16590-117-007081 | VINCENT HODGES DBA C J COUNTRY STORE
39434 | Permanently Closed | 1998-12-21 | 1980-01-01 | 1999-08-11 | Petroleum | Unleaded gasoline | Unleaded gasoline |  | Steel | Steel |  | Painted or None | Steel |  | 1901-01-01 | [15 empty] | UST Currently In Use: 3; UST Temp Close: 0; AST Currently In Use: 0; AST Temp Closed: 0 | 3 | 0 | 3 | 16590-117-007081 | VINCENT HODGES DBA C J COUNTRY STORE
39435 | Permanently Closed | 1998-12-21 | 1980-01-01 | 1999-08-11 | Petroleum | Unleaded gasoline | Unleaded gasoline |  | Steel | Steel |  | Painted or None | Steel |  | 1901-01-01 | [15 empty] | UST Currently In Use: 3; UST Temp Close: 0; AST Currently In Use: 0; AST Temp Closed: 0 | 3 | 0 | 3 | 16590-117-007081 | VINCENT HODGES DBA C J COUNTRY STORE
39436 | Retired | 1988-08-08 | 1964-01-01 |  | Petroleum | Unleaded gasoline | Unleaded gasoline |  | Steel | Steel |  | Painted or None | Steel |  | 1901-01-01 | [15 empty] | UST Currently In Use: 0; UST Temp Close: 0; AST Currently In Use: 0; AST Temp Closed: 0 | 0 | 0 | 0 | 16592-101-007106 | ROBERT MOODY
39437 | Retired | 1988-08-08 | 1964-01-01 |  | Petroleum | Unleaded gasoline | Unleaded gasoline |  | Steel | Steel |  | Painted or None | Steel |  | 1901-01-01 | [15 empty] | UST Currently In Use: 0; UST Temp Close: 0; AST Currently In Use: 0; AST Temp Closed: 0 | 0 | 0 | 0 | 16592-101-007106 | ROBERT MOODY
39438 | Permanently Closed | 1991-05-17 | 1944-01-01 01:00 | 1991-05-17 | Petroleum | Unleaded gasoline | Unleaded gasoline | [7 empty] | 1901-01-01 | [15 empty] | UST Currently In Use: 0; UST Temp Close: 0; AST Currently In Use: 0; AST Temp Closed: 0 | 0 | 0 | 3 | 16593-097-014484 | TAXI INC
39439 | Permanently Closed | 1991-05-17 | 1944-01-01 01:00 | 1991-05-17 | Petroleum | Unleaded gasoline | Unleaded gasoline | [7 empty] | 1901-01-01 | [15 empty] | UST Currently In Use: 0; UST Temp Close: 0; AST Currently In Use: 0; AST Temp Closed: 0 | 0 | 0 | 3 | 16593-097-014484 | TAXI INC
39440 | Permanently Closed | 1991-05-17 | 1944-01-01 01:00 | 1991-05-17 | Petroleum | Unleaded gasoline | Unleaded gasoline | [7 empty] | 1901-01-01 | [15 empty] | UST Currently In Use: 0; UST Temp Close: 0; AST Currently In Use: 0; AST Temp Closed: 0 | 0 | 0 | 3 | 16593-097-014484 | TAXI INC
39441 | Permanently Closed | 1992-08-05 | 1975-01-01 | 1992-08-05 | Petroleum | Unleaded gasoline | Unleaded gasoline |  | Steel | Steel |  | Painted or None | Steel |  | 1901-01-01 | [15 empty] | UST Currently In Use: 0; UST Temp Close: 0; AST Currently In Use: 0; AST Temp Closed: 0 | 0 | 0 | 2 | 16594-097-002217 | CTR CONVENIENCE STORE
39442 | Permanently Closed | 1992-08-05 | 1975-01-01 | 1992-08-05 | Petroleum | Unleaded gasoline | Unleaded gasoline |  | Steel | Steel |  | Painted or None | Steel |  | 1901-01-01 | [15 empty] | UST Currently In Use: 0; UST Temp Close: 0; AST Currently In Use: 0; AST Temp Closed: 0 | 0 | 0 | 2 | 16594-097-002217 | CTR CONVENIENCE STORE
39443 | Retired | 1985-10-01 | 1976-01-01 |  | Petroleum | Unleaded gasoline | Unleaded gasoline |  | Steel | Steel |  | Painted or None | Steel |  | 1901-01-01 | [15 empty] | UST Currently In Use: 0; UST Temp Close: 0; AST Currently In Use: 0; AST Temp Closed: 0 | 0 | 0 | 0 | 16595-121-004287 | LINDA FINN
39444 | Retired | 1985-10-01 | 1976-01-01 |  | Petroleum | Unleaded gasoline | Unleaded gasoline |  | Steel | Steel |  | Painted or None | Steel |  | 1901-01-01 | [15 empty] | UST Currently In Use: 0; UST Temp Close: 0; AST Currently In Use: 0; AST Temp Closed: 0 | 0 | 0 | 0 | 16595-121-004287 | LINDA FINN
39445 | Temporary Closed | 2006-04-01 | 1976-01-01 |  | Petroleum | Premium gasoline | Premium gasoline | Retail | Steel | Steel | Field installed cathodic protection |  | Steel |  | 1901-01-01 | Field installed cathodic protection | Catchment Basin, Single walled catchment basin | Automatic shutoff device At 95% full | Automatic shutoff device At 95% full |  |  | Statistical Inventory Reconciliation (SIR) |  | Automatic flow restrictor (MLLD) | Automatic flow restrictor (MLLD) |  |  | Statistical inventory reconciliation (SIR) | Statistical inventory reconciliation (SIR) |  | UST Currently In Use: 0; UST Temp Close: 2; AST Currently In Use: 0; AST Temp Closed: 0 | 0 | 2 | 0 | 25043-047-010630 | MOMIRUL I BHUIYAN
39447 | Temporary Closed | 2015-02-18 | 1976-01-01 |  | Petroleum | Unleaded gasoline | Unleaded gasoline | Retail | Steel | Steel | Field installed cathodic protection |  | Steel |  | 1901-01-01 | Field installed cathodic protection | Catchment Basin, Single walled catchment basin | Automatic shutoff device At 95% full | Automatic shutoff device At 95% full |  |  | Statistical Inventory Reconciliation (SIR) |  | Automatic flow restrictor (MLLD) | Automatic flow restrictor (MLLD) |  |  | Statistical inventory reconciliation (SIR) | Statistical inventory reconciliation (SIR) |  | UST Currently In Use: 0; UST Temp Close: 2; AST Currently In Use: 0; AST Temp Closed: 0 | 0 | 2 | 0 | 25043-047-010630 | MOMIRUL I BHUIYAN
39448 | Permanently Closed | 1997-04-01 | 1980-01-01 | 1997-12-23 | Petroleum | Unleaded gasoline | Unleaded gasoline |  | Steel | Steel |  | Painted or None | Steel |  | 1901-01-01 | [15 empty] | UST Currently In Use: 0; UST Temp Close: 0; AST Currently In Use: 1; AST Temp Closed: 0 | 0 | 0 | 3 | 16597-129-014486 | I C SNOW
39449 | Permanently Closed | 1997-04-01 | 1980-01-01 | 1997-12-23 | Petroleum | Unleaded gasoline | Unleaded gasoline |  | Steel | Steel |  | Painted or None | Steel |  | 1901-01-01 | [15 empty] | UST Currently In Use: 0; UST Temp Close: 0; AST Currently In Use: 1; AST Temp Closed: 0 | 0 | 0 | 3 | 16597-129-014486 | I C SNOW
39450 | Permanently Closed | 1997-04-01 | 1980-01-01 | 1997-12-23 | Petroleum | Unleaded gasoline | Unleaded gasoline |  | Steel | Steel |  | Painted or None | Steel |  | 1901-01-01 | [15 empty] | UST Currently In Use: 0; UST Temp Close: 0; AST Currently In Use: 1; AST Temp Closed: 0 | 0 | 0 | 3 | 16597-129-014486 | I C SNOW
39451 | Permanently Closed | 1997-08-20 | 1978-01-01 | 1997-08-20 | Petroleum | On road diesel | On road diesel | Local government | [6 empty] | 1901-01-01 | [15 empty] | UST Currently In Use: 0; UST Temp Close: 0; AST Currently In Use: 0; AST Temp Closed: 0 | 0 | 0 | 2 | 16598-087-010264 | MACON COUNTY COMMISSION
39452 | Permanently Closed | 1997-08-20 | 1978-01-01 | 1997-08-20 | Petroleum | Unleaded gasoline | Unleaded gasoline | Local government | [6 empty] | 1901-01-01 | [15 empty] | UST Currently In Use: 0; UST Temp Close: 0; AST Currently In Use: 0; AST Temp Closed: 0 | 0 | 0 | 2 | 16598-087-010264 | MACON COUNTY COMMISSION
39453 | Permanently Closed | 1991-12-01 | 1978-01-01 | 1993-09-01 | Petroleum | Unleaded gasoline | Unleaded gasoline | Local government | [6 empty] | 1901-01-01 | [15 empty] | UST Currently In Use: 0; UST Temp Close: 0; AST Currently In Use: 0; AST Temp Closed: 0 | 0 | 0 | 2 | 16598-087-010265 | MACON COUNTY COMMISSION
39455 | Permanently Closed | 1991-12-01 | 1978-01-01 | 1993-09-01 | Petroleum | On road diesel | On road diesel | Local government | [6 empty] | 1901-01-01 | [15 empty] | UST Currently In Use: 0; UST Temp Close: 0; AST Currently In Use: 0; AST Temp Closed: 0 | 0 | 0 | 2 | 16598-087-010265 | MACON COUNTY COMMISSION
39457 | Permanently Closed | 1991-12-01 | 1982-01-01 | 1993-09-01 | Petroleum | Unleaded gasoline | Unleaded gasoline | Local government | [6 empty] | 1901-01-01 | [15 empty] | UST Currently In Use: 0; UST Temp Close: 0; AST Currently In Use: 0; AST Temp Closed: 0 | 0 | 0 | 4 | 16598-087-010266 | MACON COUNTY COMMISSION
39458 | Permanently Closed | 1991-12-01 | 1982-01-01 | 1992-01-01 | Petroleum | Unleaded gasoline | Unleaded gasoline | Local government | [6 empty] | 1901-01-01 | [15 empty] | UST Currently In Use: 0; UST Temp Close: 0; AST Currently In Use: 0; AST Temp Closed: 0 | 0 | 0 | 4 | 16598-087-010266 | MACON COUNTY COMMISSION
39459 | Permanently Closed | 1991-12-01 | 1982-01-01 | 1993-09-01 | Petroleum | On road diesel | On road diesel | Local government | [6 empty] | 1901-01-01 | [15 empty] | UST Currently In Use: 0; UST Temp Close: 0; AST Currently In Use: 0; AST Temp Closed: 0 | 0 | 0 | 4 | 16598-087-010266 | MACON COUNTY COMMISSION
39460 | Permanently Closed | 1991-12-01 | 1982-01-01 | 1993-09-01 | Petroleum | On road diesel | On road diesel | Local government | [6 empty] | 1901-01-01 | [15 empty] | UST Currently In Use: 0; UST Temp Close: 0; AST Currently In Use: 0; AST Temp Closed: 0 | 0 | 0 | 4 | 16598-087-010266 | MACON COUNTY COMMISSION
39461 | Permanently Closed | 1993-08-01 | 1980-01-01 | 1993-08-01 | Petroleum | Unleaded gasoline | Unleaded gasoline |  | Steel | Steel |  |  | Steel |  | 1901-01-01 | [15 empty] | UST Currently In Use: 0; UST Temp Close: 0; AST Currently In Use: 0; AST Temp Closed: 0 | 0 | 0 | 1 | 16599-055-014489 | JONES SAWMILL INC
39462 | Permanently Closed | 1990-04-03 | 1977-01-01 | 1990-04-03 | Petroleum | Unleaded gasoline | Unleaded gasoline |  | Steel | Steel |  | Painted or None | Steel |  | 1901-01-01 | [15 empty] | UST Currently In Use: 0; UST Temp Close: 0; AST Currently In Use: 0; AST Temp Closed: 0 | 0 | 0 | 3 | 16600-073-007939 | RAJNI R PATEL
39463 | Permanently Closed | 1990-04-03 | 1977-01-01 | 1990-04-03 | Petroleum | Unleaded gasoline | Unleaded gasoline |  | Steel | Steel |  | Painted or None | Steel |  | 1901-01-01 | [15 empty] | UST Currently In Use: 0; UST Temp Close: 0; AST Currently In Use: 0; AST Temp Closed: 0 | 0 | 0 | 3 | 16600-073-007939 | RAJNI R PATEL
39464 | Permanently Closed | 1987-12-01 | 1977-01-01 | 1987-12-01 | Petroleum | Other, OTHER | Other |  | Steel | Steel |  | Painted or None | Steel |  | 1901-01-01 | [15 empty] | UST Currently In Use: 0; UST Temp Close: 0; AST Currently In Use: 0; AST Temp Closed: 0 | 0 | 0 | 3 | 16600-073-007939 | RAJNI R PATEL
39465 | Permanently Closed | 1998-12-22 | 1978-01-01 | 1999-02-23 | Petroleum | Unleaded gasoline | Unleaded gasoline | Retail | Steel | Steel |  | Painted or None | Steel |  | 1901-01-01 | [12 empty] | Annual line testing | Annual line testing |  | UST Currently In Use: 2; UST Temp Close: 0; AST Currently In Use: 0; AST Temp Closed: 0 | 2 | 0 | 2 | 25041-073-013352 | BRYAN BOWMAN
39466 | Permanently Closed | 1998-12-22 | 1978-01-01 | 1999-02-23 | Petroleum | Unleaded gasoline | Unleaded gasoline | Retail | Steel | Steel |  | Painted or None | Steel |  | 1901-01-01 | [12 empty] | Annual line testing | Annual line testing |  | UST Currently In Use: 2; UST Temp Close: 0; AST Currently In Use: 0; AST Temp Closed: 0 | 2 | 0 | 2 | 25041-073-013352 | BRYAN BOWMAN
39467 | Permanently Closed | 1991-12-19 | 1971-01-01 | 1991-12-19 | Petroleum | Unleaded gasoline | Unleaded gasoline |  | Steel | Steel |  |  | Steel |  | 1901-01-01 | [15 empty] | UST Currently In Use: 0; UST Temp Close: 0; AST Currently In Use: 0; AST Temp Closed: 0 | 0 | 0 | 4 | 16602-039-014490 | P M & INEZ NICHOLS
39468 | Permanently Closed | 1991-12-19 | 1971-01-01 | 1991-12-19 | Petroleum | Unleaded gasoline | Unleaded gasoline |  | Steel | Steel |  |  | Steel |  | 1901-01-01 | [15 empty] | UST Currently In Use: 0; UST Temp Close: 0; AST Currently In Use: 0; AST Temp Closed: 0 | 0 | 0 | 4 | 16602-039-014490 | P M & INEZ NICHOLS
39469 | Permanently Closed | 1991-12-19 | 1971-01-01 | 1991-12-19 | Petroleum | Unleaded gasoline | Unleaded gasoline |  | Steel | Steel |  |  | Steel |  | 1901-01-01 | [15 empty] | UST Currently In Use: 0; UST Temp Close: 0; AST Currently In Use: 0; AST Temp Closed: 0 | 0 | 0 | 4 | 16602-039-014490 | P M & INEZ NICHOLS
39470 | Permanently Closed | 1991-12-19 | 1977-01-01 | 1991-12-19 | Petroleum | On road diesel | On road diesel |  | Steel | Steel |  |  | Steel |  | 1901-01-01 | [15 empty] | UST Currently In Use: 0; UST Temp Close: 0; AST Currently In Use: 0; AST Temp Closed: 0 | 0 | 0 | 4 | 16602-039-014490 | P M & INEZ NICHOLS
39471 | Permanently Closed | 1990-10-29 | 1969-01-01 | 1991-10-15 | Petroleum | Unleaded gasoline | Unleaded gasoline |  | Steel | Steel |  | Painted or None | Steel |  | 1901-01-01 | [15 empty] | UST Currently In Use: 0; UST Temp Close: 0; AST Currently In Use: 0; AST Temp Closed: 0 | 0 | 0 | 3 | 16603-097-014491 | DONNY R KIRBY
39472 | Permanently Closed | 1990-10-29 | 1969-01-01 | 1991-10-15 | Petroleum | Unleaded gasoline | Unleaded gasoline |  | Steel | Steel |  | Painted or None | Steel |  | 1901-01-01 | [15 empty] | UST Currently In Use: 0; UST Temp Close: 0; AST Currently In Use: 0; AST Temp Closed: 0 | 0 | 0 | 3 | 16603-097-014491 | DONNY R KIRBY
39473 | Permanently Closed | 1990-10-29 | 1969-01-01 | 1991-10-15 | Petroleum | Unleaded gasoline | Unleaded gasoline |  | Steel | Steel |  | Painted or None | Steel |  | 1901-01-01 | [15 empty] | UST Currently In Use: 0; UST Temp Close: 0; AST Currently In Use: 0; AST Temp Closed: 0 | 0 | 0 | 3 | 16603-097-014491 | DONNY R KIRBY
39474 | Permanently Closed | 1990-07-09 | 1969-01-01 | 1990-07-09 | Petroleum | Unleaded gasoline | Unleaded gasoline |  | Steel | Steel |  |  |  |  | 1901-01-01 | [15 empty] | UST Currently In Use: 0; UST Temp Close: 0; AST Currently In Use: 0; AST Temp Closed: 0 | 0 | 0 | 4 | 16604-073-014492 | THOMAS FOUNDRIES INC
39475 | Permanently Closed | 1990-07-09 | 1969-01-01 | 1990-07-09 | Petroleum | Other, ALCOHOL | Other |  | Steel | Steel |  |  |  |  | 1901-01-01 | [15 empty] | UST Currently In Use: 0; UST Temp Close: 0; AST Currently In Use: 0; AST Temp Closed: 0 | 0 | 0 | 4 | 16604-073-014492 | THOMAS FOUNDRIES INC
39476 | Permanently Closed | 1990-07-09 | 1969-01-01 | 1990-07-09 | Petroleum | On road diesel | On road diesel |  | Steel | Steel |  |  |  |  | 1901-01-01 | [15 empty] | UST Currently In Use: 0; UST Temp Close: 0; AST Currently In Use: 0; AST Temp Closed: 0 | 0 | 0 | 4 | 16604-073-014492 | THOMAS FOUNDRIES INC
39477 | Permanently Closed | 1990-07-09 | 1969-01-01 | 1990-07-09 | Petroleum | Other, ALCOHOL | Other |  | Steel | Steel |  |  |  |  | 1901-01-01 | [15 empty] | UST Currently In Use: 0; UST Temp Close: 0; AST Currently In Use: 0; AST Temp Closed: 0 | 0 | 0 | 4 | 16604-073-014492 | THOMAS FOUNDRIES INC
39478 | Permanently Closed | 1991-01-11 | 1972-01-01 |  | Petroleum | Other, EMPTY | Other |  | Steel | Steel |  | Painted or None | Steel |  | 1901-01-01 | [15 empty] | UST Currently In Use: 0; UST Temp Close: 0; AST Currently In Use: 0; AST Temp Closed: 0 | 0 | 0 | 3 | 16605-079-014493 | RUBY B GREENHAW
39479 | Permanently Closed | 1991-01-11 | 1969-01-01 |  | Petroleum | Other, EMPTY | Other |  | Steel | Steel |  | Painted or None | Steel |  | 1901-01-01 | [15 empty] | UST Currently In Use: 0; UST Temp Close: 0; AST Currently In Use: 0; AST Temp Closed: 0 | 0 | 0 | 3 | 16605-079-014493 | RUBY B GREENHAW
39480 | Permanently Closed | 1991-01-11 | 1967-01-01 |  | Petroleum | Other, EMPTY | Other |  | Steel | Steel |  | Painted or None | Steel |  | 1901-01-01 | [15 empty] | UST Currently In Use: 0; UST Temp Close: 0; AST Currently In Use: 0; AST Temp Closed: 0 | 0 | 0 | 3 | 16605-079-014493 | RUBY B GREENHAW
39481 | Permanently Closed | 2007-10-31 | 1989-01-01 | 2008-06-19 | Petroleum | On road diesel | On road diesel | Industrial | Steel | Steel | Coated & cathodic protection (sti-P3) |  | Fiberglass reinforced plastic, ABOVETANK |  | 1901-01-01 |  | Catchment Basin, Single walled catchment basin | Automatic shutoff device At 95% full | Automatic shutoff device At 95% full | [11 empty] | UST Currently In Use: 0; UST Temp Close: 0; AST Currently In Use: 0; AST Temp Closed: 0 | 0 | 0 | 1 | 16606-089-014494 | HUNTSVILLE COUNTRY CLUB
39482 | Permanently Closed | 1990-01-17 | 1985-01-01 | 1990-01-17 | Petroleum | Used oil | Used oil |  | Steel | Steel | Coated & cathodic protection (sti-P3) |  | Steel |  | 1901-01-01 | Field installed cathodic protection | [14 empty] | UST Currently In Use: 0; UST Temp Close: 0; AST Currently In Use: 0; AST Temp Closed: 0 | 0 | 0 | 1 | 16607-073-014495 | MARATHON OIL CO
39483 | Permanently Closed | 1901-01-01 | 1972-01-01 | 1989-09-22 | Petroleum | Unleaded gasoline | Unleaded gasoline |  | Steel | Steel |  | Painted or None | Steel |  | 1901-01-01 | [15 empty] | UST Currently In Use: 0; UST Temp Close: 0; AST Currently In Use: 0; AST Temp Closed: 0 | 0 | 0 | 1 | 16608-027-005793 | BOBBY MATTOX FARM
39484 | Permanently Closed | 1994-08-01 | 1976-01-01 | 1996-01-30 | Petroleum | Unleaded gasoline | Unleaded gasoline |  | Steel | Steel |  | Painted or None | Steel |  | 1901-01-01 | [6 empty] | Statistical Inventory Reconciliation (SIR) | [8 empty] | UST Currently In Use: 0; UST Temp Close: 0; AST Currently In Use: 0; AST Temp Closed: 0 | 0 | 0 | 2 | 16609-021-007658 | ELMORE HICKS
39485 | Permanently Closed | 1994-08-01 | 1976-01-01 | 1996-01-30 | Petroleum | Unleaded gasoline | Unleaded gasoline |  | Steel | Steel |  | Painted or None | Steel |  | 1901-01-01 | [6 empty] | Statistical Inventory Reconciliation (SIR) | [8 empty] | UST Currently In Use: 0; UST Temp Close: 0; AST Currently In Use: 0; AST Temp Closed: 0 | 0 | 0 | 2 | 16609-021-007658 | ELMORE HICKS
39486 | Permanently Closed | 1992-12-21 | 1980-01-01 | 1998-12-21 | Petroleum | Unleaded gasoline | Unleaded gasoline |  | Steel | Steel |  | Painted or None | Steel |  | 1901-01-01 | [15 empty] | UST Currently In Use: 0; UST Temp Close: 0; AST Currently In Use: 0; AST Temp Closed: 0 | 0 | 0 | 2 | 16610-021-007656 | HUBERT RAY
39487 | Permanently Closed | 1991-12-21 | 1982-01-01 | 1998-12-21 | Petroleum | Unleaded gasoline | Unleaded gasoline |  | Steel | Steel |  | Painted or None | Steel |  | 1901-01-01 | [15 empty] | UST Currently In Use: 0; UST Temp Close: 0; AST Currently In Use: 0; AST Temp Closed: 0 | 0 | 0 | 2 | 16610-021-007656 | HUBERT RAY
39488 | Permanently Closed | 1999-01-01 | 1977-01-01 | 1999-08-18 | Petroleum | Unleaded gasoline | Unleaded gasoline |  | Steel | Steel |  | Painted or None | Steel |  | 1901-01-01 | [15 empty] | UST Currently In Use: 0; UST Temp Close: 0; AST Currently In Use: 0; AST Temp Closed: 0 | 0 | 0 | 3 | 16611-021-007654 | DOUG MARTIN
39489 | Permanently Closed | 1999-01-01 | 1977-01-01 | 1999-08-18 | Petroleum | Unleaded gasoline | Unleaded gasoline |  | Steel | Steel |  | Painted or None | Steel |  | 1901-01-01 | [15 empty] | UST Currently In Use: 0; UST Temp Close: 0; AST Currently In Use: 0; AST Temp Closed: 0 | 0 | 0 | 3 | 16611-021-007654 | DOUG MARTIN
39490 | Permanently Closed | 1999-01-01 | 1977-01-01 | 1999-08-13 | Petroleum | On road diesel | On road diesel |  | Steel | Steel |  | Painted or None | Steel |  | 1901-01-01 | [15 empty] | UST Currently In Use: 0; UST Temp Close: 0; AST Currently In Use: 0; AST Temp Closed: 0 | 0 | 0 | 3 | 16611-021-007654 | DOUG MARTIN
39492 | Temporary Closed | 2001-01-09 | 1974-01-01 |  | Petroleum | Unleaded gasoline | Unleaded gasoline |  | Steel | Steel |  | Painted or None | Steel |  | 1901-01-01 | [6 empty] | Statistical Inventory Reconciliation (SIR) | [8 empty] | UST Currently In Use: 0; UST Temp Close: 3; AST Currently In Use: 0; AST Temp Closed: 0 | 0 | 3 | 0 | 16613-021-007629 | PAT DONAHOO
39493 | Temporary Closed | 2001-01-09 | 1980-01-01 |  | Petroleum | Unleaded gasoline | Unleaded gasoline |  | Steel | Steel |  | Painted or None | Steel |  | 1901-01-01 | [6 empty] | Statistical Inventory Reconciliation (SIR) | [8 empty] | UST Currently In Use: 0; UST Temp Close: 3; AST Currently In Use: 0; AST Temp Closed: 0 | 0 | 3 | 0 | 16613-021-007629 | PAT DONAHOO
39494 | Temporary Closed | 2001-01-09 | 1974-01-01 |  | Petroleum | On road diesel | On road diesel |  | Steel | Steel |  | Painted or None | Steel |  | 1901-01-01 | [6 empty] | Statistical Inventory Reconciliation (SIR) | [8 empty] | UST Currently In Use: 0; UST Temp Close: 3; AST Currently In Use: 0; AST Temp Closed: 0 | 0 | 3 | 0 | 16613-021-007629 | PAT DONAHOO
39495 | Permanently Closed | 1990-12-01 | 1983-01-01 | 1993-09-29 | Petroleum | On road diesel | On road diesel |  | Steel | Steel |  | Painted or None | Steel |  | 1901-01-01 | [15 empty] | UST Currently In Use: 0; UST Temp Close: 0; AST Currently In Use: 0; AST Temp Closed: 0 | 0 | 0 | 2 | 16614-021-007622 | DOUG MOBLEY
39496 | Permanently Closed | 1990-12-01 | 1983-01-01 | 1993-09-29 | Petroleum | Unleaded gasoline | Unleaded gasoline |  | Steel | Steel |  | Painted or None | Steel |  | 1901-01-01 | [15 empty] | UST Currently In Use: 0; UST Temp Close: 0; AST Currently In Use: 0; AST Temp Closed: 0 | 0 | 0 | 2 | 16614-021-007622 | DOUG MOBLEY
39497 | Permanently Closed | 1988-01-01 | 1981-01-01 | 1988-01-01 | Petroleum | Unleaded gasoline | Unleaded gasoline |  | Steel | Steel |  | Painted or None | Steel |  | 1901-01-01 | [15 empty] | UST Currently In Use: 0; UST Temp Close: 0; AST Currently In Use: 0; AST Temp Closed: 0 | 0 | 0 | 1 | 16615-001-007646 | PATRICIA GUNN
39498 | Permanently Closed | 1901-01-01 | 1969-01-01 | 1988-11-01 | Petroleum | Unleaded gasoline | Unleaded gasoline |  | Steel | Steel |  | Painted or None | Steel |  | 1901-01-01 | [15 empty] | UST Currently In Use: 0; UST Temp Close: 0; AST Currently In Use: 0; AST Temp Closed: 0 | 0 | 0 | 2 | 16616-037-005798 | THOMAS L LONDON
39499 | Permanently Closed | 1901-01-01 | 1969-01-01 | 1988-11-01 | Petroleum | On road diesel | On road diesel |  | Steel | Steel |  | Painted or None | Steel |  | 1901-01-01 | [15 empty] | UST Currently In Use: 0; UST Temp Close: 0; AST Currently In Use: 0; AST Temp Closed: 0 | 0 | 0 | 2 | 16616-037-005798 | THOMAS L LONDON
39500 | Permanently Closed | 1901-01-01 | 1972-01-01 | 1990-12-20 | Petroleum | Unleaded gasoline | Unleaded gasoline |  | Steel | Steel |  | Painted or None | Steel |  | 1901-01-01 | [15 empty] | UST Currently In Use: 0; UST Temp Close: 0; AST Currently In Use: 0; AST Temp Closed: 0 | 0 | 0 | 1 | 16617-027-007660 | EAST CENTRAL ALA GAS DISTRICT
39501 | Permanently Closed | 1901-01-01 | 1980-01-01 | 2014-05-27 | Petroleum | Aviation fuel (JP-4; etc.) | Aviation fuel (JP-4; etc.) | Local government | Steel | Steel | Interior lined (not allowed as a standalone method of corrosion protection) |  | Flexible |  | 1901-01-01 |  | Catchment Basin, Single walled catchment basin | Flow Rest 90% Full | Flow Rest 90% Full |  |  | Automatic Tank Gauge | [5 empty] | Annual line testing | Annual line testing |  | UST Currently In Use: 0; UST Temp Close: 0; AST Currently In Use: 1; AST Temp Closed: 0 | 0 | 0 | 1 | 16618-003-014497 | CITY OF FOLEY
39502 | Cannot Locate or abandoned | 2005-11-16 | 1988-01-05 |  | Petroleum | Unleaded gasoline | Unleaded gasoline | Retail | Single Wall, Steel | Steel | Field installed cathodic protection |  | Fiberglass reinforced plastic, Single Wall |  |  |  | Catchment Basin, Single walled catchment basin | Automatic shutoff device At 95% full | Automatic shutoff device At 95% full |  |  | Statistical Inventory Reconciliation (SIR) | [8 empty] | UST Currently In Use: 0; UST Temp Close: 0; AST Currently In Use: 0; AST Temp Closed: 0 | 0 | 0 | 0 | 17920-009-014499 | ESTELLE STANDRIDGE CROOK
39503 | Cannot Locate or abandoned | 2005-11-16 | 1988-01-01 |  | Petroleum | Premium gasoline | Premium gasoline | Retail | Single Wall, Steel | Steel | Field installed cathodic protection |  | Fiberglass reinforced plastic, Single Wall |  |  |  | Catchment Basin, Single walled catchment basin | Automatic shutoff device At 95% full | Automatic shutoff device At 95% full |  |  | Statistical Inventory Reconciliation (SIR) | [8 empty] | UST Currently In Use: 0; UST Temp Close: 0; AST Currently In Use: 0; AST Temp Closed: 0 | 0 | 0 | 0 | 17920-009-014499 | ESTELLE STANDRIDGE CROOK
39504 | Cannot Locate or abandoned | 2005-11-16 | 1988-01-05 |  | Petroleum | On road diesel | On road diesel | Retail | Single Wall, Steel | Steel | Field installed cathodic protection |  | Fiberglass reinforced plastic, Single Wall |  |  |  | Catchment Basin, Single walled catchment basin | Automatic shutoff device At 95% full | Automatic shutoff device At 95% full |  |  | Statistical Inventory Reconciliation (SIR) | [8 empty] | UST Currently In Use: 0; UST Temp Close: 0; AST Currently In Use: 0; AST Temp Closed: 0 | 0 | 0 | 0 | 17920-009-014499 | ESTELLE STANDRIDGE CROOK
39505 | Permanently Closed | 2013-10-01 | 1983-01-01 | 2017-01-03 | Petroleum | Unleaded gasoline | Unleaded gasoline | Retail | Single Wall, Steel | Steel | Field installed cathodic protection |  | Single Wall, Steel |  |  | Field installed cathodic protection | Catchment Basin, Single walled catchment basin | Automatic shutoff device At 95% full | Automatic shutoff device At 95% full |  |  | Continuous Automatic Tank Gauge | [5 empty] | Annual line testing | Annual line testing |  | UST Currently In Use: 0; UST Temp Close: 0; AST Currently In Use: 0; AST Temp Closed: 0 | 0 | 0 | 2 | 24351-073-014500 | JERRY NOTO
39506 | Permanently Closed | 2016-12-01 | 1983-01-01 | 2017-01-03 | Petroleum | Unleaded gasoline | Unleaded gasoline | Retail | Single Wall, Steel | Steel | Field installed cathodic protection |  | Fiberglass reinforced plastic, Single Wall |  |  | Other, FLXS ISOLA | Catchment Basin, Single walled catchment basin | Automatic shutoff device At 95% full | Automatic shutoff device At 95% full |  |  | Continuous Automatic Tank Gauge | [5 empty] | Annual line testing | Annual line testing |  | UST Currently In Use: 0; UST Temp Close: 0; AST Currently In Use: 0; AST Temp Closed: 0 | 0 | 0 | 2 | 24351-073-014500 | JERRY NOTO
39507 | Permanently Closed | 1997-09-17 | 1974-01-01 | 1997-09-17 | Petroleum | Unleaded gasoline | Unleaded gasoline |  | Steel | Steel |  | Painted or None | Steel |  | 1901-01-01 | [15 empty] | UST Currently In Use: 0; UST Temp Close: 0; AST Currently In Use: 0; AST Temp Closed: 0 | 0 | 0 | 3 | 16622-095-014501 | SHERRY MARTIN DBA MARTIN'S MARKET
39508 | Permanently Closed | 1997-09-18 | 1974-01-01 | 1997-09-18 | Petroleum | Unleaded gasoline | Unleaded gasoline |  | Steel | Steel |  | Painted or None | Steel |  | 1901-01-01 | [15 empty] | UST Currently In Use: 0; UST Temp Close: 0; AST Currently In Use: 0; AST Temp Closed: 0 | 0 | 0 | 3 | 16622-095-014501 | SHERRY MARTIN DBA MARTIN'S MARKET
39509 | Permanently Closed | 1997-09-18 | 1974-01-01 | 1997-09-18 | Petroleum | Unleaded gasoline | Unleaded gasoline |  | Steel | Steel |  | Painted or None | Steel |  | 1901-01-01 | [15 empty] | UST Currently In Use: 0; UST Temp Close: 0; AST Currently In Use: 0; AST Temp Closed: 0 | 0 | 0 | 3 | 16622-095-014501 | SHERRY MARTIN DBA MARTIN'S MARKET
39510 | Permanently Closed | 1901-01-01 | 1977-01-01 | 1990-10-11 | Petroleum | Unleaded gasoline | Unleaded gasoline |  | Steel | Steel |  | Painted or None | Steel |  | 1901-01-01 | [15 empty] | UST Currently In Use: 0; UST Temp Close: 0; AST Currently In Use: 0; AST Temp Closed: 0 | 0 | 0 | 4 | 16623-045-014503 | JOHN W DANIEL
39511 | Permanently Closed | 1901-01-01 | 1977-01-01 | 1990-10-11 | Petroleum | Unleaded gasoline | Unleaded gasoline |  | Steel | Steel |  | Painted or None | Steel |  | 1901-01-01 | [15 empty] | UST Currently In Use: 0; UST Temp Close: 0; AST Currently In Use: 0; AST Temp Closed: 0 | 0 | 0 | 4 | 16623-045-014503 | JOHN W DANIEL
39512 | Permanently Closed | 1901-01-01 | 1977-01-01 | 1990-10-11 | Petroleum | Unleaded gasoline | Unleaded gasoline |  | Steel | Steel |  | Painted or None | Steel |  | 1901-01-01 | [15 empty] | UST Currently In Use: 0; UST Temp Close: 0; AST Currently In Use: 0; AST Temp Closed: 0 | 0 | 0 | 4 | 16623-045-014503 | JOHN W DANIEL
39513 | Permanently Closed | 1901-01-01 | 1977-01-01 | 1990-10-11 | Petroleum | Unleaded gasoline | Unleaded gasoline |  | Steel | Steel |  | Painted or None | Steel |  | 1901-01-01 | [15 empty] | UST Currently In Use: 0; UST Temp Close: 0; AST Currently In Use: 0; AST Temp Closed: 0 | 0 | 0 | 4 | 16623-045-014503 | JOHN W DANIEL
39514 | Permanently Closed | 1990-11-14 | 1974-01-01 | 1990-11-14 | Petroleum | Unleaded gasoline | Unleaded gasoline |  | Steel | Steel |  |  |  |  | 1901-01-01 | [15 empty] | UST Currently In Use: 0; UST Temp Close: 0; AST Currently In Use: 0; AST Temp Closed: 0 | 0 | 0 | 2 | 16624-123-014504 | CAROL MCMANUS
39515 | Permanently Closed | 1990-11-14 | 1974-01-01 | 1990-11-14 | Petroleum | Unleaded gasoline | Unleaded gasoline |  | Steel | Steel |  |  |  |  | 1901-01-01 | [15 empty] | UST Currently In Use: 0; UST Temp Close: 0; AST Currently In Use: 0; AST Temp Closed: 0 | 0 | 0 | 2 | 16624-123-014504 | CAROL MCMANUS
39516 | Cannot Locate or abandoned | 1998-12-22 | 1976-01-01 |  | Petroleum | Unleaded gasoline | Unleaded gasoline |  | Steel | Steel | Interior lined (not allowed as a standalone method of corrosion protection) | Painted or None | Steel |  | 1901-01-01 | [15 empty] | UST Currently In Use: 0; UST Temp Close: 0; AST Currently In Use: 0; AST Temp Closed: 0 | 0 | 0 | 0 | 16626-053-014437 | TAMMY C REAVES
39517 | Cannot Locate or abandoned | 1998-12-22 | 1976-01-01 |  | Petroleum | Unleaded gasoline | Unleaded gasoline |  | Steel | Steel |  | Painted or None | Steel |  | 1901-01-01 | [15 empty] | UST Currently In Use: 0; UST Temp Close: 0; AST Currently In Use: 0; AST Temp Closed: 0 | 0 | 0 | 0 | 16626-053-014437 | TAMMY C REAVES
39518 | Cannot Locate or abandoned | 1998-12-22 | 1976-01-01 |  | Petroleum | Unleaded gasoline | Unleaded gasoline |  | Steel | Steel |  | Painted or None | Steel |  | 1901-01-01 | [15 empty] | UST Currently In Use: 0; UST Temp Close: 0; AST Currently In Use: 0; AST Temp Closed: 0 | 0 | 0 | 0 | 16626-053-014437 | TAMMY C REAVES
39519 | Cannot Locate or abandoned | 1998-12-22 | 1976-01-01 |  | Petroleum | Unleaded gasoline | Unleaded gasoline |  | Steel | Steel |  | Painted or None | Steel |  | 1901-01-01 | [15 empty] | UST Currently In Use: 0; UST Temp Close: 0; AST Currently In Use: 0; AST Temp Closed: 0 | 0 | 0 | 0 | 16626-053-014437 | TAMMY C REAVES
39520 | Permanently Closed | 1991-09-11 | 1962-01-01 | 1991-09-11 | Petroleum | Unleaded gasoline | Unleaded gasoline |  | Steel | Steel |  |  | Steel |  | 1901-01-01 | [15 empty] | UST Currently In Use: 0; UST Temp Close: 0; AST Currently In Use: 0; AST Temp Closed: 0 | 0 | 0 | 4 | 16627-097-014438 | P A DUNN
39521 | Permanently Closed | 1991-09-11 | 1962-01-01 | 1991-09-11 | Petroleum | Unleaded gasoline | Unleaded gasoline |  | Steel | Steel |  |  | Steel |  | 1901-01-01 | [15 empty] | UST Currently In Use: 0; UST Temp Close: 0; AST Currently In Use: 0; AST Temp Closed: 0 | 0 | 0 | 4 | 16627-097-014438 | P A DUNN
39522 | Permanently Closed | 1991-09-11 | 1987-01-01 | 1991-09-11 | Petroleum | Unleaded gasoline | Unleaded gasoline |  | Steel | Steel |  |  | Steel |  | 1901-01-01 | [15 empty] | UST Currently In Use: 0; UST Temp Close: 0; AST Currently In Use: 0; AST Temp Closed: 0 | 0 | 0 | 4 | 16627-097-014438 | P A DUNN
39523 | Permanently Closed | 1991-09-11 | 1962-01-01 | 1991-09-11 | Petroleum | Used oil | Used oil |  | Steel | Steel |  |  | Steel |  | 1901-01-01 | [15 empty] | UST Currently In Use: 0; UST Temp Close: 0; AST Currently In Use: 0; AST Temp Closed: 0 | 0 | 0 | 4 | 16627-097-014438 | P A DUNN
39524 | Permanently Closed | 1989-06-01 | 1983-01-01 | 1989-06-01 | Petroleum | Unleaded gasoline | Unleaded gasoline |  | Steel | Steel |  | Painted or None | Steel |  | 1901-01-01 | [15 empty] | UST Currently In Use: 0; UST Temp Close: 0; AST Currently In Use: 0; AST Temp Closed: 0 | 0 | 0 | 2 | 16628-053-014440 | CURTIS JOHNSON
39525 | Permanently Closed | 1989-06-01 | 1983-01-01 | 1989-06-01 | Petroleum | Unleaded gasoline | Unleaded gasoline |  | Steel | Steel |  | Painted or None | Steel |  | 1901-01-01 | [15 empty] | UST Currently In Use: 0; UST Temp Close: 0; AST Currently In Use: 0; AST Temp Closed: 0 | 0 | 0 | 2 | 16628-053-014440 | CURTIS JOHNSON
39526 | Temporary Closed | 2011-02-15 | 1988-01-01 |  | Petroleum | Unleaded gasoline | Unleaded gasoline | Retail | Single Wall, Steel | Steel | Coated & cathodic protection (sti-P3) |  | Fiberglass reinforced plastic, Single Wall |  | 1901-01-01 |  | Catchment Basin, Single walled catchment basin | Automatic shutoff device At 95% full | Automatic shutoff device At 95% full |  |  | Continuous Automatic Tank Gauge |  | Automatic flow restrictor (MLLD) | Automatic flow restrictor (MLLD) |  |  | Annual line testing | Annual line testing |  | UST Currently In Use: 0; UST Temp Close: 3; AST Currently In Use: 0; AST Temp Closed: 0 | 0 | 3 | 0 | 23657-127-014442 | IQUIMU INC.
39527 | Temporary Closed | 2011-02-15 | 1988-01-01 |  | Petroleum | Premium gasoline | Premium gasoline | Retail | Single Wall, Steel | Steel | Coated & cathodic protection (sti-P3) |  | Fiberglass reinforced plastic, Single Wall |  | 1901-01-01 |  | Catchment Basin, Single walled catchment basin | Automatic shutoff device At 95% full | Automatic shutoff device At 95% full |  |  | Continuous Automatic Tank Gauge |  | Automatic flow restrictor (MLLD) | Automatic flow restrictor (MLLD) |  |  | Annual line testing | Annual line testing |  | UST Currently In Use: 0; UST Temp Close: 3; AST Currently In Use: 0; AST Temp Closed: 0 | 0 | 3 | 0 | 23657-127-014442 | IQUIMU INC.
39528 | Temporary Closed | 2011-02-15 | 1988-01-01 |  | Petroleum | On road diesel | On road diesel | Retail | Single Wall, Steel | Steel | Coated & cathodic protection (sti-P3) |  | Fiberglass reinforced plastic, Single Wall |  | 1901-01-01 |  | Catchment Basin, Single walled catchment basin | Automatic shutoff device At 95% full | Automatic shutoff device At 95% full |  |  | Continuous Automatic Tank Gauge |  | Automatic flow restrictor (MLLD) | Automatic flow restrictor (MLLD) |  |  | Annual line testing | Annual line testing |  | UST Currently In Use: 0; UST Temp Close: 3; AST Currently In Use: 0; AST Temp Closed: 0 | 0 | 3 | 0 | 23657-127-014442 | IQUIMU INC.
39531 | Cannot Locate or abandoned | 1993-01-01 | 1972-01-01 |  | Petroleum | Unleaded gasoline | Unleaded gasoline |  | Steel | Steel |  |  | Steel |  | 1901-01-01 | [15 empty] | UST Currently In Use: 0; UST Temp Close: 0; AST Currently In Use: 0; AST Temp Closed: 0 | 0 | 0 | 0 | 16632-083-014443 | MARIE HILL
39532 | Cannot Locate or abandoned | 1993-01-01 | 1972-01-01 |  | Petroleum | Unleaded gasoline | Unleaded gasoline |  | Steel | Steel |  |  | Steel |  | 1901-01-01 | [15 empty] | UST Currently In Use: 0; UST Temp Close: 0; AST Currently In Use: 0; AST Temp Closed: 0 | 0 | 0 | 0 | 16632-083-014443 | MARIE HILL
39533 | Permanently Closed | 1993-08-31 | 1987-01-01 | 1993-08-31 | Petroleum | On road diesel | On road diesel |  | Steel | Steel |  | Painted or None | Steel |  | 1901-01-01 | [15 empty] | UST Currently In Use: 0; UST Temp Close: 0; AST Currently In Use: 0; AST Temp Closed: 0 | 0 | 0 | 2 | 16633-071-014444 | JACKSON CO BOARD OF EDUCATION
39534 | Permanently Closed | 1993-08-31 | 1987-01-01 | 1993-08-31 | Petroleum | Unleaded gasoline | Unleaded gasoline |  | Steel | Steel |  | Painted or None | Steel |  | 1901-01-01 | [15 empty] | UST Currently In Use: 0; UST Temp Close: 0; AST Currently In Use: 0; AST Temp Closed: 0 | 0 | 0 | 2 | 16633-071-014444 | JACKSON CO BOARD OF EDUCATION
39535 | Permanently Closed | 1993-06-14 | 1986-01-01 | 1993-06-15 | Petroleum | On road diesel | On road diesel |  | Steel | Steel |  | Painted or None | Steel |  | 1901-01-01 | [15 empty] | UST Currently In Use: 0; UST Temp Close: 0; AST Currently In Use: 0; AST Temp Closed: 0 | 0 | 0 | 2 | 16633-071-014445 | JACKSON CO BOARD OF EDUCATION
39536 | Permanently Closed | 1993-06-14 | 1981-01-01 | 1993-06-14 | Petroleum | Unleaded gasoline | Unleaded gasoline |  | Steel | Steel |  |  | Steel |  | 1901-01-01 | [15 empty] | UST Currently In Use: 0; UST Temp Close: 0; AST Currently In Use: 0; AST Temp Closed: 0 | 0 | 0 | 2 | 16633-071-014445 | JACKSON CO BOARD OF EDUCATION
39537 | Permanently Closed | 1992-05-29 | 1974-01-01 | 1992-05-29 | Petroleum | Unleaded gasoline | Unleaded gasoline |  | Steel | Steel |  |  | Steel |  | 1901-01-01 | [15 empty] | UST Currently In Use: 0; UST Temp Close: 0; AST Currently In Use: 0; AST Temp Closed: 0 | 0 | 0 | 1 | 16633-071-014446 | JACKSON CO BOARD OF EDUCATION
39538 | Permanently Closed | 1992-05-28 | 1984-01-01 | 1992-05-28 | Petroleum | On road diesel | On road diesel |  | Steel | Steel |  | Painted or None | Steel |  | 1901-01-01 | [15 empty] | UST Currently In Use: 0; UST Temp Close: 0; AST Currently In Use: 0; AST Temp Closed: 0 | 0 | 0 | 2 | 16633-071-014447 | JACKSON CO BOARD OF EDUCATION
39539 | Permanently Closed | 1992-05-28 | 1984-01-01 | 1992-05-28 | Petroleum | Unleaded gasoline | Unleaded gasoline |  | Steel | Steel |  | Painted or None | Steel |  | 1901-01-01 | [15 empty] | UST Currently In Use: 0; UST Temp Close: 0; AST Currently In Use: 0; AST Temp Closed: 0 | 0 | 0 | 2 | 16633-071-014447 | JACKSON CO BOARD OF EDUCATION
39540 | Permanently Closed | 1992-05-29 | 1984-01-01 | 1992-05-29 | Petroleum | Unleaded gasoline | Unleaded gasoline |  | Steel | Steel |  | Painted or None | Steel |  | 1901-01-01 | [15 empty] | UST Currently In Use: 0; UST Temp Close: 0; AST Currently In Use: 0; AST Temp Closed: 0 | 0 | 0 | 1 | 16633-071-014448 | JACKSON CO BOARD OF EDUCATION
39541 | Permanently Closed | 1992-06-02 | 1986-01-01 | 1992-06-02 | Petroleum | On road diesel | On road diesel |  | Steel | Steel |  | Painted or None | Steel |  | 1901-01-01 | [15 empty] | UST Currently In Use: 0; UST Temp Close: 0; AST Currently In Use: 0; AST Temp Closed: 0 | 0 | 0 | 2 | 16633-071-014449 | JACKSON CO BOARD OF EDUCATION
39542 | Permanently Closed | 1992-06-02 | 1977-01-01 | 1992-06-02 | Petroleum | Unleaded gasoline | Unleaded gasoline |  | Steel | Steel |  | Painted or None | Steel |  | 1901-01-01 | [15 empty] | UST Currently In Use: 0; UST Temp Close: 0; AST Currently In Use: 0; AST Temp Closed: 0 | 0 | 0 | 2 | 16633-071-014449 | JACKSON CO BOARD OF EDUCATION
39543 | Permanently Closed | 1992-06-02 | 1987-01-01 | 1992-06-02 | Petroleum | On road diesel | On road diesel |  | Steel | Steel |  | Painted or None | Steel |  | 1901-01-01 | [15 empty] | UST Currently In Use: 0; UST Temp Close: 0; AST Currently In Use: 0; AST Temp Closed: 0 | 0 | 0 | 4 | 16633-071-014550 | JACKSON CO BOARD OF EDUCATION
39544 | Permanently Closed | 1992-06-15 | 1987-01-01 | 1992-06-15 | Petroleum | Unleaded gasoline | Unleaded gasoline |  | Steel | Steel |  | Painted or None | Steel |  | 1901-01-01 | [15 empty] | UST Currently In Use: 0; UST Temp Close: 0; AST Currently In Use: 0; AST Temp Closed: 0 | 0 | 0 | 4 | 16633-071-014550 | JACKSON CO BOARD OF EDUCATION
39545 | Permanently Closed | 1992-06-02 | 1979-01-01 | 1992-06-02 | Petroleum | Other, NONE | Other |  | Steel | Steel |  | Painted or None | Other, NONE |  | 1901-01-01 | [15 empty] | UST Currently In Use: 0; UST Temp Close: 0; AST Currently In Use: 0; AST Temp Closed: 0 | 0 | 0 | 4 | 16633-071-014550 | JACKSON CO BOARD OF EDUCATION
39546 | Permanently Closed | 1992-06-08 | 1969-01-01 | 1992-06-08 | Petroleum | Unleaded gasoline | Unleaded gasoline |  | Steel | Steel |  | Painted or None | Other, NONE |  | 1901-01-01 | [15 empty] | UST Currently In Use: 0; UST Temp Close: 0; AST Currently In Use: 0; AST Temp Closed: 0 | 0 | 0 | 4 | 16633-071-014550 | JACKSON CO BOARD OF EDUCATION
39547 | Permanently Closed | 1992-06-15 | 1987-01-01 | 1992-06-15 | Petroleum | Unleaded gasoline | Unleaded gasoline |  | Steel | Steel |  | Painted or None | Steel |  | 1901-01-01 | [15 empty] | UST Currently In Use: 0; UST Temp Close: 0; AST Currently In Use: 0; AST Temp Closed: 0 | 0 | 0 | 2 | 16633-071-014551 | JACKSON CO BOARD OF EDUCATION
39548 | Permanently Closed | 1992-06-15 | 1988-01-01 | 1992-06-15 | Petroleum | Unleaded gasoline | Unleaded gasoline |  | Steel | Steel |  | Painted or None | Steel |  | 1901-01-01 | [15 empty] | UST Currently In Use: 0; UST Temp Close: 0; AST Currently In Use: 0; AST Temp Closed: 0 | 0 | 0 | 2 | 16633-071-014551 | JACKSON CO BOARD OF EDUCATION
39549 | Permanently Closed | 1992-06-17 | 1984-01-01 | 1992-06-17 | Petroleum | On road diesel | On road diesel |  | Steel | Steel |  | Painted or None | Steel |  | 1901-01-01 | [15 empty] | UST Currently In Use: 0; UST Temp Close: 0; AST Currently In Use: 0; AST Temp Closed: 0 | 0 | 0 | 2 | 16633-071-014552 | JACKSON CO BOARD OF EDUCATION
39550 | Permanently Closed | 1992-06-17 | 1979-01-01 | 1992-06-17 | Petroleum | Unleaded gasoline | Unleaded gasoline |  | Steel | Steel |  | Painted or None | Steel |  | 1901-01-01 | [15 empty] | UST Currently In Use: 0; UST Temp Close: 0; AST Currently In Use: 0; AST Temp Closed: 0 | 0 | 0 | 2 | 16633-071-014552 | JACKSON CO BOARD OF EDUCATION
39551 | Permanently Closed | 1992-06-17 | 1987-01-01 | 1992-06-17 | Petroleum | On road diesel | On road diesel |  | Steel | Steel |  | Painted or None | Steel |  | 1901-01-01 | [15 empty] | UST Currently In Use: 0; UST Temp Close: 0; AST Currently In Use: 0; AST Temp Closed: 0 | 0 | 0 | 2 | 16633-071-014553 | JACKSON CO BOARD OF EDUCATION
39552 | Permanently Closed | 1992-06-17 | 1979-01-01 | 1992-06-17 | Petroleum | Unleaded gasoline | Unleaded gasoline |  | Steel | Steel |  |  | Steel |  | 1901-01-01 | [15 empty] | UST Currently In Use: 0; UST Temp Close: 0; AST Currently In Use: 0; AST Temp Closed: 0 | 0 | 0 | 2 | 16633-071-014553 | JACKSON CO BOARD OF EDUCATION
39553 | Permanently Closed | 1993-06-16 | 1984-01-01 | 1993-06-16 | Petroleum | On road diesel | On road diesel |  | Steel | Steel |  | Painted or None | Steel |  | 1901-01-01 | [15 empty] | UST Currently In Use: 0; UST Temp Close: 0; AST Currently In Use: 0; AST Temp Closed: 0 | 0 | 0 | 2 | 16633-071-014554 | JACKSON CO BOARD OF EDUCATION
39554 | Permanently Closed | 1993-06-16 | 1979-01-01 | 1993-06-16 | Petroleum | Unleaded gasoline | Unleaded gasoline |  | Steel | Steel |  | Painted or None | Steel |  | 1901-01-01 | [15 empty] | UST Currently In Use: 0; UST Temp Close: 0; AST Currently In Use: 0; AST Temp Closed: 0 | 0 | 0 | 2 | 16633-071-014554 | JACKSON CO BOARD OF EDUCATION
39555 | Permanently Closed | 1993-06-15 | 1984-01-01 | 1993-06-15 | Petroleum | On road diesel | On road diesel |  | Steel | Steel |  | Painted or None | Steel |  | 1901-01-01 | [15 empty] | UST Currently In Use: 0; UST Temp Close: 0; AST Currently In Use: 0; AST Temp Closed: 0 | 0 | 0 | 2 | 16633-071-014555 | JACKSON CO BOARD OF EDUCATION
39556 | Permanently Closed | 1993-06-15 | 1984-01-01 | 1993-06-15 | Petroleum | On road diesel | On road diesel |  | Steel | Steel |  | Painted or None | Steel |  | 1901-01-01 | [15 empty] | UST Currently In Use: 0; UST Temp Close: 0; AST Currently In Use: 0; AST Temp Closed: 0 | 0 | 0 | 2 | 16633-071-014555 | JACKSON CO BOARD OF EDUCATION
39557 | Permanently Closed | 1993-06-17 | 1988-01-01 | 1993-06-17 | Petroleum | On road diesel | On road diesel |  | Steel | Steel |  | Painted or None | Steel |  | 1901-01-01 | [15 empty] | UST Currently In Use: 0; UST Temp Close: 0; AST Currently In Use: 0; AST Temp Closed: 0 | 0 | 0 | 2 | 16633-071-014556 | JACKSON CO BOARD OF EDUCATION
39558 | Permanently Closed | 1993-06-17 | 1988-01-01 | 1993-06-17 | Petroleum | Unleaded gasoline | Unleaded gasoline |  | Steel | Steel |  | Painted or None | Steel |  | 1901-01-01 | [15 empty] | UST Currently In Use: 0; UST Temp Close: 0; AST Currently In Use: 0; AST Temp Closed: 0 | 0 | 0 | 2 | 16633-071-014556 | JACKSON CO BOARD OF EDUCATION
39559 | Permanently Closed | 1992-05-28 | 1984-01-01 | 1992-05-28 | Petroleum | On road diesel | On road diesel |  | Steel | Steel |  | Painted or None | Steel |  | 1901-01-01 | [15 empty] | UST Currently In Use: 0; UST Temp Close: 0; AST Currently In Use: 0; AST Temp Closed: 0 | 0 | 0 | 2 | 16633-071-014557 | JACKSON CO BOARD OF EDUCATION
39560 | Permanently Closed | 1992-05-28 | 1984-01-01 | 1992-05-28 | Petroleum | Unleaded gasoline | Unleaded gasoline |  | Steel | Steel |  | Painted or None | Steel |  | 1901-01-01 | [15 empty] | UST Currently In Use: 0; UST Temp Close: 0; AST Currently In Use: 0; AST Temp Closed: 0 | 0 | 0 | 2 | 16633-071-014557 | JACKSON CO BOARD OF EDUCATION
39561 | Permanently Closed | 1993-06-22 | 1984-01-01 | 1993-06-22 | Petroleum | On road diesel | On road diesel |  | Steel | Steel |  | Painted or None | Steel |  | 1901-01-01 | [15 empty] | UST Currently In Use: 0; UST Temp Close: 0; AST Currently In Use: 0; AST Temp Closed: 0 | 0 | 0 | 3 | 16633-071-014558 | JACKSON CO BOARD OF EDUCATION
39562 | Permanently Closed | 1993-06-22 | 1984-01-01 | 1993-06-22 | Petroleum | Unleaded gasoline | Unleaded gasoline |  | Steel | Steel |  | Painted or None | Steel |  | 1901-01-01 | [15 empty] | UST Currently In Use: 0; UST Temp Close: 0; AST Currently In Use: 0; AST Temp Closed: 0 | 0 | 0 | 3 | 16633-071-014558 | JACKSON CO BOARD OF EDUCATION
39563 | Permanently Closed | 1993-06-22 | 1977-01-01 | 1993-06-22 | Petroleum | Unleaded gasoline | Unleaded gasoline |  | Steel | Steel |  |  |  |  | 1901-01-01 | [15 empty] | UST Currently In Use: 0; UST Temp Close: 0; AST Currently In Use: 0; AST Temp Closed: 0 | 0 | 0 | 3 | 16633-071-014558 | JACKSON CO BOARD OF EDUCATION
39564 | Permanently Closed | 1993-07-06 | 1984-01-01 | 1993-07-06 | Petroleum | On road diesel | On road diesel |  | Steel | Steel |  | Painted or None | Steel |  | 1901-01-01 | [15 empty] | UST Currently In Use: 0; UST Temp Close: 0; AST Currently In Use: 0; AST Temp Closed: 0 | 0 | 0 | 2 | 16633-071-014559 | JACKSON CO BOARD OF EDUCATION
39565 | Permanently Closed | 1993-07-06 | 1984-01-01 | 1993-07-06 | Petroleum | Unleaded gasoline | Unleaded gasoline |  | Steel | Steel |  | Painted or None | Steel |  | 1901-01-01 | [15 empty] | UST Currently In Use: 0; UST Temp Close: 0; AST Currently In Use: 0; AST Temp Closed: 0 | 0 | 0 | 2 | 16633-071-014559 | JACKSON CO BOARD OF EDUCATION
39566 | Permanently Closed | 2002-08-01 | 1988-01-01 | 2003-04-23 | Petroleum | Unleaded gasoline | Unleaded gasoline | Retail | Steel | Steel | Coated & cathodic protection (sti-P3) |  | Fiberglass reinforced plastic |  | 1901-01-01 | None | Catchment Basin, Single walled catchment basin | Automatic shutoff device At 95% full | Automatic shutoff device At 95% full |  |  | Statistical Inventory Reconciliation (SIR) | [5 empty] | Annual line testing, Statistical inventory reconciliation (SIR) | Statistical inventory reconciliation (SIR) |  | UST Currently In Use: 0; UST Temp Close: 0; AST Currently In Use: 0; AST Temp Closed: 0 | 0 | 0 | 3 | 16634-133-014560 | HAROLD L. MARTIN DISTRIBUTING CO INC
39567 | Permanently Closed | 2002-08-01 | 1988-01-01 | 2003-04-23 | Petroleum | Mid-grade gasoline | Mid-grade gasoline | Retail | Steel | Steel | Coated & cathodic protection (sti-P3) |  | Fiberglass reinforced plastic |  | 1901-01-01 | None | Catchment Basin, Single walled catchment basin | Automatic shutoff device At 95% full | Automatic shutoff device At 95% full |  |  | Statistical Inventory Reconciliation (SIR) | [5 empty] | Annual line testing, Statistical inventory reconciliation (SIR) | Statistical inventory reconciliation (SIR) |  | UST Currently In Use: 0; UST Temp Close: 0; AST Currently In Use: 0; AST Temp Closed: 0 | 0 | 0 | 3 | 16634-133-014560 | HAROLD L. MARTIN DISTRIBUTING CO INC
39568 | Permanently Closed | 2002-08-01 | 1988-01-01 | 2003-04-23 | Petroleum | Premium gasoline | Premium gasoline | Retail | Steel | Steel | Coated & cathodic protection (sti-P3) |  | Fiberglass reinforced plastic |  | 1901-01-01 | None | Catchment Basin, Single walled catchment basin | Automatic shutoff device At 95% full | Automatic shutoff device At 95% full |  |  | Statistical Inventory Reconciliation (SIR) | [5 empty] | Annual line testing, Statistical inventory reconciliation (SIR) | Statistical inventory reconciliation (SIR) |  | UST Currently In Use: 0; UST Temp Close: 0; AST Currently In Use: 0; AST Temp Closed: 0 | 0 | 0 | 3 | 16634-133-014560 | HAROLD L. MARTIN DISTRIBUTING CO INC
39569 | Temporary Closed | 2008-05-01 | 1994-01-01 |  | Petroleum | Unleaded gasoline | Unleaded gasoline | Retail | Fiberglass coated steel, Single Wall, MANIFOLDED | Single Wall |  |  | Fiberglass reinforced plastic, Single Wall |  | 1901-01-01 |  | Catchment Basin, Single walled catchment basin | Flow Rest 90% Full | Flow Rest 90% Full |  |  | Statistical Inventory Reconciliation (SIR) |  | Automatic flow restrictor (MLLD) | Automatic flow restrictor (MLLD) |  |  | Statistical inventory reconciliation (SIR) | Statistical inventory reconciliation (SIR) |  | UST Currently In Use: 0; UST Temp Close: 2; AST Currently In Use: 0; AST Temp Closed: 0 | 0 | 2 | 0 | 21345-095-008270 | Ross Adams
39570 | Temporary Closed | 2008-05-01 | 1987-01-01 |  | Petroleum | Premium gasoline | Premium gasoline | Retail | Fiberglass coated steel, Single Wall | Single Wall |  |  | Fiberglass reinforced plastic, Single Wall |  | 1901-01-01 |  | Catchment Basin, Single walled catchment basin | Flow Rest 90% Full | Flow Rest 90% Full |  |  | Statistical Inventory Reconciliation (SIR) |  | Automatic flow restrictor (MLLD) | Automatic flow restrictor (MLLD) |  |  | Statistical inventory reconciliation (SIR) | Statistical inventory reconciliation (SIR) |  | UST Currently In Use: 0; UST Temp Close: 2; AST Currently In Use: 0; AST Temp Closed: 0 | 0 | 2 | 0 | 21345-095-008270 | Ross Adams
39571 | Permanently Closed | 1989-11-02 | 1954-01-01 | 1989-11-02 | Petroleum | Unleaded gasoline | Unleaded gasoline |  | Steel | Steel |  | Painted or None | Steel |  | 1901-01-01 | [15 empty] | UST Currently In Use: 3; UST Temp Close: 0; AST Currently In Use: 0; AST Temp Closed: 0 | 3 | 0 | 2 | 22047-103-014563 | CECILIA MICHELLE CAHILL
39572 | Permanently Closed | 1989-11-15 | 1954-01-01 | 1989-11-15 | Petroleum | Unleaded gasoline | Unleaded gasoline |  | Steel | Steel |  | Painted or None | Steel |  | 1901-01-01 | [15 empty] | UST Currently In Use: 3; UST Temp Close: 0; AST Currently In Use: 0; AST Temp Closed: 0 | 3 | 0 | 2 | 22047-103-014563 | CECILIA MICHELLE CAHILL
39573 | Permanently Closed | 1999-01-14 | 1979-01-01 | 1999-01-14 | Petroleum | Unleaded gasoline | Unleaded gasoline |  | Steel | Steel |  | Painted or None | Steel |  | 1901-01-01 | [15 empty] | UST Currently In Use: 0; UST Temp Close: 0; AST Currently In Use: 0; AST Temp Closed: 0 | 0 | 0 | 3 | 16638-009-014566 | HERSCHEL N THOMAS
39574 | Permanently Closed | 1999-01-14 | 1977-01-01 | 1999-01-14 | Petroleum | Unleaded gasoline | Unleaded gasoline |  | Steel | Steel |  | Painted or None | Steel |  | 1901-01-01 | [15 empty] | UST Currently In Use: 0; UST Temp Close: 0; AST Currently In Use: 0; AST Temp Closed: 0 | 0 | 0 | 3 | 16638-009-014566 | HERSCHEL N THOMAS
39575 | Permanently Closed | 1999-01-14 | 1977-01-01 | 1999-01-14 | Petroleum | Unleaded gasoline | Unleaded gasoline |  | Steel | Steel |  | Painted or None | Steel |  | 1901-01-01 | [15 empty] | UST Currently In Use: 0; UST Temp Close: 0; AST Currently In Use: 0; AST Temp Closed: 0 | 0 | 0 | 3 | 16638-009-014566 | HERSCHEL N THOMAS
39576 | Retired | 1987-04-26 | 1970-01-01 |  | Petroleum | Unleaded gasoline | Unleaded gasoline |  | Steel | Steel |  | Painted or None | Steel |  | 1901-01-01 | [15 empty] | UST Currently In Use: 0; UST Temp Close: 0; AST Currently In Use: 0; AST Temp Closed: 0 | 0 | 0 | 0 | 16639-011-014573 | SHERMAN BOWNES
39577 | Retired | 1987-04-26 | 1970-01-01 |  | Petroleum | Unleaded gasoline | Unleaded gasoline |  | Steel | Steel |  | Painted or None | Steel |  | 1901-01-01 | [15 empty] | UST Currently In Use: 0; UST Temp Close: 0; AST Currently In Use: 0; AST Temp Closed: 0 | 0 | 0 | 0 | 16639-011-014573 | SHERMAN BOWNES
39578 | Retired | 1987-04-26 | 1970-01-01 |  | Petroleum | Unleaded gasoline | Unleaded gasoline |  | Steel | Steel |  | Painted or None | Steel |  | 1901-01-01 | [15 empty] | UST Currently In Use: 0; UST Temp Close: 0; AST Currently In Use: 0; AST Temp Closed: 0 | 0 | 0 | 0 | 16639-011-014573 | SHERMAN BOWNES
39579 | Permanently Closed | 1998-12-22 | 1976-01-01 | 1999-12-01 | Petroleum | Unleaded gasoline | Unleaded gasoline | Retail |  |  |  |  | Steel |  | 1901-01-01 | [6 empty] | Statistical Inventory Reconciliation (SIR) | [5 empty] | Statistical inventory reconciliation (SIR) | Statistical inventory reconciliation (SIR) |  | UST Currently In Use: 2; UST Temp Close: 0; AST Currently In Use: 0; AST Temp Closed: 0 | 2 | 0 | 2 | 25771-089-000915 | JAY JASHODA INC
39580 | Permanently Closed | 1998-12-22 | 1976-01-01 | 1999-12-01 | Petroleum | Unleaded gasoline | Unleaded gasoline | Retail |  |  |  |  | Steel |  | 1901-01-01 | [6 empty] | Statistical Inventory Reconciliation (SIR) | [5 empty] | Statistical inventory reconciliation (SIR) | Statistical inventory reconciliation (SIR) |  | UST Currently In Use: 2; UST Temp Close: 0; AST Currently In Use: 0; AST Temp Closed: 0 | 2 | 0 | 2 | 25771-089-000915 | JAY JASHODA INC
39581 | Permanently Closed | 1989-09-01 | 1901-01-01 | 1990-02-21 | Petroleum | Unleaded gasoline | Unleaded gasoline | [7 empty] | 1901-01-01 | [15 empty] | UST Currently In Use: 0; UST Temp Close: 0; AST Currently In Use: 0; AST Temp Closed: 0 | 0 | 0 | 2 | 16641-079-014574 | ANN CLAYTON
39582 | Permanently Closed | 1989-09-01 | 1901-01-01 | 1990-02-28 | Petroleum | Unleaded gasoline | Unleaded gasoline | [7 empty] | 1901-01-01 | [15 empty] | UST Currently In Use: 0; UST Temp Close: 0; AST Currently In Use: 0; AST Temp Closed: 0 | 0 | 0 | 2 | 16641-079-014574 | ANN CLAYTON
39583 | Permanently Closed | 1993-01-01 | 1985-01-01 | 1994-02-16 | Petroleum | Unleaded gasoline | Unleaded gasoline | Local government | Steel | Steel |  | Painted or None | Steel |  | 1901-01-01 | [15 empty] | UST Currently In Use: 0; UST Temp Close: 0; AST Currently In Use: 0; AST Temp Closed: 0 | 0 | 0 | 5 | 24810-087-014575 | TOWN OF SHORTER
39584 | Permanently Closed | 1993-01-01 | 1985-01-01 | 1994-02-16 | Petroleum | Unleaded gasoline | Unleaded gasoline | Local government | Steel | Steel |  | Painted or None | Steel |  | 1901-01-01 | [15 empty] | UST Currently In Use: 0; UST Temp Close: 0; AST Currently In Use: 0; AST Temp Closed: 0 | 0 | 0 | 5 | 24810-087-014575 | TOWN OF SHORTER
39585 | Permanently Closed | 1994-01-01 | 1985-01-01 | 1994-02-16 | Petroleum | Unleaded gasoline | Unleaded gasoline | Local government | Steel | Steel |  | Painted or None | Steel |  | 1901-01-01 | [15 empty] | UST Currently In Use: 0; UST Temp Close: 0; AST Currently In Use: 0; AST Temp Closed: 0 | 0 | 0 | 5 | 24810-087-014575 | TOWN OF SHORTER
39586 | Permanently Closed | 1994-09-09 | 1985-01-01 | 1994-09-09 | Petroleum | On road diesel | On road diesel |  | Steel | Steel |  | Painted or None | Steel |  | 1901-01-01 | [15 empty] | UST Currently In Use: 0; UST Temp Close: 0; AST Currently In Use: 0; AST Temp Closed: 0 | 0 | 0 | 3 | 16643-095-014577 | MITCHELL GROCERY CORPORTION
39587 | Permanently Closed | 1994-09-09 | 1985-01-01 | 1994-09-09 | Petroleum | On road diesel | On road diesel |  | Steel | Steel |  | Painted or None | Steel |  | 1901-01-01 | [15 empty] | UST Currently In Use: 0; UST Temp Close: 0; AST Currently In Use: 0; AST Temp Closed: 0 | 0 | 0 | 3 | 16643-095-014577 | MITCHELL GROCERY CORPORTION
39588 | Permanently Closed | 1994-09-09 | 1985-01-01 | 1994-09-09 | Petroleum | Unleaded gasoline | Unleaded gasoline |  | Steel | Steel |  | Painted or None | Steel |  | 1901-01-01 | [15 empty] | UST Currently In Use: 0; UST Temp Close: 0; AST Currently In Use: 0; AST Temp Closed: 0 | 0 | 0 | 3 | 16643-095-014577 | MITCHELL GROCERY CORPORTION
39589 | Permanently Closed | 1994-01-13 | 1984-01-01 | 1994-01-13 | Petroleum | On road diesel | On road diesel |  | Steel | Steel |  | Painted or None | Steel |  | 1901-01-01 | [15 empty] | UST Currently In Use: 0; UST Temp Close: 0; AST Currently In Use: 0; AST Temp Closed: 0 | 0 | 0 | 5 | 17469-049-014580 | ALABAMA DIESEL FUEL SALES INC
39590 | Permanently Closed | 1994-01-13 | 1984-01-01 | 1994-01-13 | Petroleum | Kerosene | Kerosene |  | Steel | Steel |  | Painted or None | Steel |  | 1901-01-01 | [15 empty] | UST Currently In Use: 0; UST Temp Close: 0; AST Currently In Use: 0; AST Temp Closed: 0 | 0 | 0 | 5 | 17469-049-014580 | ALABAMA DIESEL FUEL SALES INC
39591 | Permanently Closed | 1994-01-13 | 1984-01-01 | 1994-01-13 | Petroleum | Unleaded gasoline | Unleaded gasoline |  | Steel | Steel |  | Painted or None | Steel |  | 1901-01-01 | [15 empty] | UST Currently In Use: 0; UST Temp Close: 0; AST Currently In Use: 0; AST Temp Closed: 0 | 0 | 0 | 5 | 17469-049-014580 | ALABAMA DIESEL FUEL SALES INC
39592 | Permanently Closed | 1994-01-13 | 1984-01-01 | 1994-01-13 | Petroleum | Unleaded gasoline | Unleaded gasoline |  | Steel | Steel |  | Painted or None | Steel |  | 1901-01-01 | [15 empty] | UST Currently In Use: 0; UST Temp Close: 0; AST Currently In Use: 0; AST Temp Closed: 0 | 0 | 0 | 5 | 17469-049-014580 | ALABAMA DIESEL FUEL SALES INC
39593 | Permanently Closed | 1994-01-13 | 1984-01-01 | 1994-01-13 | Petroleum | Unleaded gasoline | Unleaded gasoline |  | Steel | Steel |  | Painted or None | Steel |  | 1901-01-01 | [15 empty] | UST Currently In Use: 0; UST Temp Close: 0; AST Currently In Use: 0; AST Temp Closed: 0 | 0 | 0 | 5 | 17469-049-014580 | ALABAMA DIESEL FUEL SALES INC
39594 | Currently in Use |  | 1988-01-01 |  | Petroleum | On road diesel | On road diesel | Retail | Steel | Steel | Field installed cathodic protection |  | Flexible, APT |  | 1901-01-01 |  | Catchment Basin, Single walled catchment basin | Automatic shutoff device At 95% full | Automatic shutoff device At 95% full |  |  | Continuous Automatic Tank Gauge | Single walled submersible pump containment sump | Automatic flow restrictor (MLLD) | Automatic flow restrictor (MLLD) |  |  | Annual line testing | Annual line testing |  | UST Currently In Use: 4; UST Temp Close: 0; AST Currently In Use: 0; AST Temp Closed: 0 | 4 | 0 | 0 | 23506-089-003865 | JRK, INC.
39595 | Permanently Closed | 1992-09-01 | 1977-01-01 | 1992-09-01 | Petroleum | Unleaded gasoline | Unleaded gasoline |  | Steel | Steel |  | Painted or None | Steel |  | 1901-01-01 | [6 empty] | Statistical Inventory Reconciliation (SIR) | [8 empty] | UST Currently In Use: 0; UST Temp Close: 0; AST Currently In Use: 0; AST Temp Closed: 0 | 0 | 0 | 4 | 11402-009-014582 | DEAN OIL CO INC
39596 | Permanently Closed | 1992-09-01 | 1977-01-01 | 1992-09-01 | Petroleum | Unleaded gasoline | Unleaded gasoline |  | Steel | Steel |  | Painted or None | Steel |  | 1901-01-01 | [15 empty] | UST Currently In Use: 0; UST Temp Close: 0; AST Currently In Use: 0; AST Temp Closed: 0 | 0 | 0 | 4 | 11402-009-014582 | DEAN OIL CO INC
39597 | Permanently Closed | 1992-09-01 | 1977-01-01 | 1992-09-01 | Petroleum | Unleaded gasoline | Unleaded gasoline |  | Steel | Steel |  | Painted or None | Steel |  | 1901-01-01 | [15 empty] | UST Currently In Use: 0; UST Temp Close: 0; AST Currently In Use: 0; AST Temp Closed: 0 | 0 | 0 | 4 | 11402-009-014582 | DEAN OIL CO INC
39598 | Permanently Closed | 1998-05-27 | 1901-01-01 | 1998-07-30 | Petroleum | Unleaded gasoline | Unleaded gasoline | Local government | Steel | Steel |  |  |  |  | 1901-01-01 | [15 empty] | UST Currently In Use: 0; UST Temp Close: 0; AST Currently In Use: 0; AST Temp Closed: 0 | 0 | 0 | 1 | 16647-089-014587 | TOWN OF OWENS CROSS ROADS
39599 | Temporary Closed | 2012-08-27 | 1982-01-01 |  | Petroleum | Mid-grade gasoline | Mid-grade gasoline | Retail | Single Wall, Steel | Steel | Field installed cathodic protection |  | Single Wall, Steel |  | 1901-01-01 | Field installed cathodic protection | Catchment Basin, Single walled catchment basin | Automatic shutoff device At 95% full | Automatic shutoff device At 95% full |  |  | Statistical Inventory Reconciliation (SIR) |  | Automatic flow restrictor (MLLD) | Automatic flow restrictor (MLLD) |  |  | Statistical inventory reconciliation (SIR) | Statistical inventory reconciliation (SIR) |  | UST Currently In Use: 0; UST Temp Close: 4; AST Currently In Use: 0; AST Temp Closed: 0 | 0 | 4 | 0 | 21085-079-014585 | LETSON GROCERY
39600 | Temporary Closed | 2012-08-27 | 1982-01-01 |  | Petroleum | Premium gasoline | Premium gasoline | Retail | Single Wall, Steel | Steel | Field installed cathodic protection |  | Single Wall, Steel |  | 1901-01-01 | Field installed cathodic protection | Catchment Basin, Single walled catchment basin | Automatic shutoff device At 95% full | Automatic shutoff device At 95% full |  |  | Statistical Inventory Reconciliation (SIR) |  | Automatic flow restrictor (MLLD) | Automatic flow restrictor (MLLD) |  |  | Statistical inventory reconciliation (SIR) | Statistical inventory reconciliation (SIR) |  | UST Currently In Use: 0; UST Temp Close: 4; AST Currently In Use: 0; AST Temp Closed: 0 | 0 | 4 | 0 | 21085-079-014585 | LETSON GROCERY
39601 | Temporary Closed | 2012-08-27 | 1982-01-01 |  | Petroleum | Unleaded gasoline | Unleaded gasoline | Retail | Single Wall, Steel | Steel | Field installed cathodic protection |  | Single Wall, Steel |  | 1901-01-01 | Field installed cathodic protection | Catchment Basin, Single walled catchment basin | Automatic shutoff device At 95% full | Automatic shutoff device At 95% full |  |  | Statistical Inventory Reconciliation (SIR) |  | Automatic flow restrictor (MLLD) | Automatic flow restrictor (MLLD) |  |  | Statistical inventory reconciliation (SIR) | Statistical inventory reconciliation (SIR) |  | UST Currently In Use: 0; UST Temp Close: 4; AST Currently In Use: 0; AST Temp Closed: 0 | 0 | 4 | 0 | 21085-079-014585 | LETSON GROCERY
39602 | Temporary Closed | 2012-08-27 | 1982-01-01 |  | Petroleum | On road diesel | On road diesel |  | Single Wall, Steel | Steel | Field installed cathodic protection | Painted or None | Single Wall, Steel |  | 1901-01-01 | Field installed cathodic protection | Catchment Basin, Single walled catchment basin |  |  |  |  | Statistical Inventory Reconciliation (SIR) | [8 empty] | UST Currently In Use: 0; UST Temp Close: 4; AST Currently In Use: 0; AST Temp Closed: 0 | 0 | 4 | 0 | 21085-079-014585 | LETSON GROCERY
39603 | Permanently Closed | 1990-10-05 | 1964-01-01 | 1990-10-05 | Petroleum | Unleaded gasoline | Unleaded gasoline |  | Steel | Steel |  |  | Steel |  | 1901-01-01 | [15 empty] | UST Currently In Use: 0; UST Temp Close: 0; AST Currently In Use: 2; AST Temp Closed: 0 | 0 | 0 | 2 | 16649-033-014586 | COLBERT FARMERS CO-OP
39604 | Permanently Closed | 1990-10-05 | 1964-01-01 | 1990-10-05 | Petroleum | Unleaded gasoline | Unleaded gasoline |  | Steel | Steel |  |  | Steel |  | 1901-01-01 | [15 empty] | UST Currently In Use: 0; UST Temp Close: 0; AST Currently In Use: 2; AST Temp Closed: 0 | 0 | 0 | 2 | 16649-033-014586 | COLBERT FARMERS CO-OP
39605 |  | 1998-12-22 | 1981-01-01 |  | Petroleum | Unleaded gasoline | Unleaded gasoline |  | Steel | Steel |  | Painted or None | Steel |  | 1901-01-01 | [15 empty] | UST Currently In Use: 0; UST Temp Close: 0; AST Currently In Use: 0; AST Temp Closed: 0 | 0 | 0 | 0 | 17538-015-014505 | JUDY D TAYLOR
39606 |  | 1998-12-22 | 1981-01-01 |  | Petroleum | Unleaded gasoline | Unleaded gasoline |  | Steel | Steel |  | Painted or None | Steel |  | 1901-01-01 | [15 empty] | UST Currently In Use: 0; UST Temp Close: 0; AST Currently In Use: 0; AST Temp Closed: 0 | 0 | 0 | 0 | 17538-015-014505 | JUDY D TAYLOR
39607 |  | 1998-12-22 | 1981-01-01 |  | Petroleum | Unleaded gasoline | Unleaded gasoline |  | Steel | Steel |  | Painted or None | Steel |  | 1901-01-01 | [15 empty] | UST Currently In Use: 0; UST Temp Close: 0; AST Currently In Use: 0; AST Temp Closed: 0 | 0 | 0 | 0 | 17538-015-014505 | JUDY D TAYLOR
39608 |  | 1998-12-22 | 1981-01-01 |  | Petroleum | Unleaded gasoline | Unleaded gasoline |  | Steel | Steel |  | Painted or None | Steel |  | 1901-01-01 | [15 empty] | UST Currently In Use: 0; UST Temp Close: 0; AST Currently In Use: 0; AST Temp Closed: 0 | 0 | 0 | 0 | 17538-015-014505 | JUDY D TAYLOR
39609 |  | 1998-12-22 | 1986-01-01 |  | Petroleum | Kerosene | Kerosene |  | Steel | Steel |  | Painted or None | Steel |  | 1901-01-01 | [15 empty] | UST Currently In Use: 0; UST Temp Close: 0; AST Currently In Use: 0; AST Temp Closed: 0 | 0 | 0 | 0 | 17538-015-014505 | JUDY D TAYLOR
39615 | Retired | 1988-12-21 | 1974-01-01 |  | Petroleum | Unleaded gasoline | Unleaded gasoline |  | Steel | Steel |  |  |  |  | 1901-01-01 | [15 empty] | UST Currently In Use: 0; UST Temp Close: 0; AST Currently In Use: 0; AST Temp Closed: 0 | 0 | 0 | 0 | 22078-073-012937 | CARLA BONNER
39616 | Retired | 1988-12-21 | 1978-01-01 |  | Petroleum | Unleaded gasoline | Unleaded gasoline |  | Steel | Steel |  |  |  |  | 1901-01-01 | [15 empty] | UST Currently In Use: 0; UST Temp Close: 0; AST Currently In Use: 0; AST Temp Closed: 0 | 0 | 0 | 0 | 22078-073-012937 | CARLA BONNER
39617 | Retired | 1988-12-21 | 1974-01-01 |  | Petroleum | Unleaded gasoline | Unleaded gasoline |  | Steel | Steel |  |  |  |  | 1901-01-01 | [15 empty] | UST Currently In Use: 0; UST Temp Close: 0; AST Currently In Use: 0; AST Temp Closed: 0 | 0 | 0 | 0 | 22078-073-012937 | CARLA BONNER
39618 | Retired | 1988-12-21 | 1978-01-01 |  | Petroleum | Kerosene | Kerosene |  | Steel | Steel |  |  |  |  | 1901-01-01 | [15 empty] | UST Currently In Use: 0; UST Temp Close: 0; AST Currently In Use: 0; AST Temp Closed: 0 | 0 | 0 | 0 | 22078-073-012937 | CARLA BONNER
39619 | Permanently Closed | 1994-01-01 | 1972-01-01 | 2007-01-24 | Petroleum | Unleaded gasoline | Unleaded gasoline |  | Steel | Steel |  |  |  |  | 1901-01-01 | [12 empty] | Annual line testing | Annual line testing |  | UST Currently In Use: 0; UST Temp Close: 0; AST Currently In Use: 0; AST Temp Closed: 0 | 0 | 0 | 4 | 16653-125-014506 | STARMART ENTERPRISES(DAYTON REAVIS)
39620 | Permanently Closed | 1994-01-01 | 1972-01-01 | 2007-01-24 | Petroleum | Unleaded gasoline | Unleaded gasoline |  | Steel | Steel |  |  |  |  | 1901-01-01 | [12 empty] | Annual line testing | Annual line testing |  | UST Currently In Use: 0; UST Temp Close: 0; AST Currently In Use: 0; AST Temp Closed: 0 | 0 | 0 | 4 | 16653-125-014506 | STARMART ENTERPRISES(DAYTON REAVIS)
39621 | Permanently Closed | 1994-01-01 | 1972-01-01 | 2007-01-24 | Petroleum | Unleaded gasoline | Unleaded gasoline |  | Steel | Steel |  |  |  |  | 1901-01-01 | [12 empty] | Annual line testing | Annual line testing |  | UST Currently In Use: 0; UST Temp Close: 0; AST Currently In Use: 0; AST Temp Closed: 0 | 0 | 0 | 4 | 16653-125-014506 | STARMART ENTERPRISES(DAYTON REAVIS)
39622 | Permanently Closed | 1994-01-01 | 1972-01-01 | 2007-01-24 | Petroleum | Unleaded gasoline | Unleaded gasoline |  | Steel | Steel |  |  |  |  | 1901-01-01 | [12 empty] | Annual line testing | Annual line testing |  | UST Currently In Use: 0; UST Temp Close: 0; AST Currently In Use: 0; AST Temp Closed: 0 | 0 | 0 | 4 | 16653-125-014506 | STARMART ENTERPRISES(DAYTON REAVIS)
39623 | Permanently Closed | 2010-11-23 | 1989-01-01 | 2017-09-22 | Petroleum | Unleaded gasoline | Unleaded gasoline | Retail | Single Wall, Steel | Steel | Field installed cathodic protection |  | Single Wall, Steel |  |  | Field installed cathodic protection | Catchment Basin, Single walled catchment basin | Flow Rest 90% Full | Flow Rest 90% Full |  |  | Statistical Inventory Reconciliation (SIR) | [5 empty] | Annual line testing, Statistical inventory reconciliation (SIR) | Statistical inventory reconciliation (SIR) |  | UST Currently In Use: 0; UST Temp Close: 0; AST Currently In Use: 0; AST Temp Closed: 0 | 0 | 0 | 3 | 19581-089-014506 | ALABAMA SUPERMARKET
39625 | Permanently Closed | 2010-11-23 | 1989-01-01 | 2017-09-27 | Petroleum | Premium gasoline | Premium gasoline | Retail | Single Wall, Steel | Steel | Field installed cathodic protection |  | Single Wall, Steel |  |  | Field installed cathodic protection | Catchment Basin, Single walled catchment basin | Flow Rest 90% Full | Flow Rest 90% Full |  |  | Statistical Inventory Reconciliation (SIR) | [5 empty] | Annual line testing, Statistical inventory reconciliation (SIR) | Statistical inventory reconciliation (SIR) |  | UST Currently In Use: 0; UST Temp Close: 0; AST Currently In Use: 0; AST Temp Closed: 0 | 0 | 0 | 3 | 19581-089-014506 | ALABAMA SUPERMARKET
39626 | Permanently Closed | 1994-09-12 | 1982-01-01 | 1994-09-12 | Petroleum | Unleaded gasoline | Unleaded gasoline |  | Steel | Steel |  | Painted or None | Steel |  | 1901-01-01 | [15 empty] | UST Currently In Use: 4; UST Temp Close: 0; AST Currently In Use: 0; AST Temp Closed: 0 | 4 | 0 | 2 | 25051-055-014508 | KEITH HOLLINGSWORTH AND NEVA IMPHREY
39627 | Permanently Closed | 1994-09-12 | 1982-01-01 | 1994-09-12 | Petroleum | Unleaded gasoline | Unleaded gasoline |  | Steel | Steel |  | Painted or None | Steel |  | 1901-01-01 | [15 empty] | UST Currently In Use: 4; UST Temp Close: 0; AST Currently In Use: 0; AST Temp Closed: 0 | 4 | 0 | 2 | 25051-055-014508 | KEITH HOLLINGSWORTH AND NEVA IMPHREY
39628 | Permanently Closed | 1999-06-10 | 1984-01-01 | 1999-06-10 | Petroleum | Unleaded gasoline | Unleaded gasoline |  | Steel | Steel |  |  | Steel |  | 1901-01-01 | [15 empty] | UST Currently In Use: 0; UST Temp Close: 0; AST Currently In Use: 0; AST Temp Closed: 0 | 0 | 0 | 2 | 24612-033-014509 | RIVER POINT DEVELOPMENT
39629 | Cannot Locate or abandoned | 2003-06-11 | 1975-01-01 |  | Petroleum | Unleaded gasoline | Unleaded gasoline |  | Steel | Steel |  | Painted or None | Steel |  | 1901-01-01 | [15 empty] | UST Currently In Use: 0; UST Temp Close: 0; AST Currently In Use: 0; AST Temp Closed: 0 | 0 | 0 | 0 | 16657-045-014510 | STEVE GUICE
39630 | Cannot Locate or abandoned | 2003-06-11 | 1975-01-01 |  | Petroleum | Unleaded gasoline | Unleaded gasoline |  | Steel | Steel |  | Painted or None | Steel |  | 1901-01-01 | [15 empty] | UST Currently In Use: 0; UST Temp Close: 0; AST Currently In Use: 0; AST Temp Closed: 0 | 0 | 0 | 0 | 16657-045-014510 | STEVE GUICE
39631 | Cannot Locate or abandoned | 2003-06-11 | 1975-01-01 |  | Petroleum | Unleaded gasoline | Unleaded gasoline |  | Steel | Steel |  | Painted or None | Steel |  | 1901-01-01 | [15 empty] | UST Currently In Use: 0; UST Temp Close: 0; AST Currently In Use: 0; AST Temp Closed: 0 | 0 | 0 | 0 | 16657-045-014510 | STEVE GUICE
39632 | Cannot Locate or abandoned | 2003-06-11 | 1975-01-01 |  | Petroleum | On road diesel | On road diesel |  | Steel | Steel |  | Painted or None | Steel |  | 1901-01-01 | [15 empty] | UST Currently In Use: 0; UST Temp Close: 0; AST Currently In Use: 0; AST Temp Closed: 0 | 0 | 0 | 0 | 16657-045-014510 | STEVE GUICE
39633 | Permanently Closed | 1989-09-30 | 1974-01-01 | 1989-09-30 | Petroleum | Unleaded gasoline | Unleaded gasoline |  | Steel | Steel |  | Painted or None | Steel |  | 1901-01-01 | [15 empty] | UST Currently In Use: 0; UST Temp Close: 0; AST Currently In Use: 0; AST Temp Closed: 0 | 0 | 0 | 5 | 16658-095-005430 | CITY OF GUNTERSVILLE
39634 | Permanently Closed | 1989-09-18 | 1974-01-01 | 1989-09-30 | Petroleum | Unleaded gasoline | Unleaded gasoline |  | Steel | Steel |  | Painted or None | Steel |  | 1901-01-01 | [15 empty] | UST Currently In Use: 0; UST Temp Close: 0; AST Currently In Use: 0; AST Temp Closed: 0 | 0 | 0 | 5 | 16658-095-005430 | CITY OF GUNTERSVILLE
39635 | Permanently Closed | 1989-09-30 | 1974-01-01 | 1989-09-30 | Petroleum | Unleaded gasoline | Unleaded gasoline |  | Steel | Steel |  | Painted or None | Steel |  | 1901-01-01 | [15 empty] | UST Currently In Use: 0; UST Temp Close: 0; AST Currently In Use: 0; AST Temp Closed: 0 | 0 | 0 | 5 | 16658-095-005430 | CITY OF GUNTERSVILLE
39636 | Permanently Closed | 1989-09-30 | 1974-01-01 | 1989-09-30 | Petroleum | Unleaded gasoline | Unleaded gasoline |  | Steel | Steel |  | Painted or None | Steel |  | 1901-01-01 | [15 empty] | UST Currently In Use: 0; UST Temp Close: 0; AST Currently In Use: 0; AST Temp Closed: 0 | 0 | 0 | 5 | 16658-095-005430 | CITY OF GUNTERSVILLE
39637 | Permanently Closed | 1989-09-30 | 1974-01-01 | 1989-09-30 | Petroleum | Unleaded gasoline | Unleaded gasoline |  | Steel | Steel |  | Painted or None | Steel |  | 1901-01-01 | [15 empty] | UST Currently In Use: 0; UST Temp Close: 0; AST Currently In Use: 0; AST Temp Closed: 0 | 0 | 0 | 5 | 16658-095-005430 | CITY OF GUNTERSVILLE
39641 | Permanently Closed | 1991-09-11 | 1967-01-01 |  | Petroleum | Unleaded gasoline | Unleaded gasoline |  | Steel | Steel |  | Painted or None | Steel |  | 1901-01-01 | [15 empty] | UST Currently In Use: 0; UST Temp Close: 0; AST Currently In Use: 0; AST Temp Closed: 0 | 0 | 0 | 3 | 16660-069-002583 | JUNIOR COOK
39642 | Permanently Closed | 1991-09-11 | 1967-01-01 |  | Petroleum | Unleaded gasoline | Unleaded gasoline |  | Steel | Steel |  | Painted or None | Steel |  | 1901-01-01 | [15 empty] | UST Currently In Use: 0; UST Temp Close: 0; AST Currently In Use: 0; AST Temp Closed: 0 | 0 | 0 | 3 | 16660-069-002583 | JUNIOR COOK
39643 | Permanently Closed | 1991-09-11 | 1978-01-01 |  | Petroleum | Unleaded gasoline | Unleaded gasoline |  | Steel | Steel |  | Painted or None | Steel |  | 1901-01-01 | [15 empty] | UST Currently In Use: 0; UST Temp Close: 0; AST Currently In Use: 0; AST Temp Closed: 0 | 0 | 0 | 3 | 16660-069-002583 | JUNIOR COOK
39644 | Permanently Closed | 1995-07-25 | 1981-01-01 | 1995-07-25 | Petroleum | Unleaded gasoline | Unleaded gasoline | Retail | Fiberglass reinforced plastic | Fiberglass reinforced plastic |  |  | Steel |  | 1901-01-01 | [6 empty] | Statistical Inventory Reconciliation (SIR) | [5 empty] | Statistical inventory reconciliation (SIR) | Statistical inventory reconciliation (SIR) |  | UST Currently In Use: 0; UST Temp Close: 1; AST Currently In Use: 0; AST Temp Closed: 0 | 0 | 1 | 5 | 25308-073-014513 | IBRAHIM SABBAH
39645 | Permanently Closed | 1995-07-25 | 1981-01-01 | 1995-07-25 | Petroleum | Unleaded gasoline | Unleaded gasoline | Retail | Fiberglass reinforced plastic | Fiberglass reinforced plastic |  |  | Steel |  | 1901-01-01 | [6 empty] | Statistical Inventory Reconciliation (SIR) | [5 empty] | Statistical inventory reconciliation (SIR) | Statistical inventory reconciliation (SIR) |  | UST Currently In Use: 0; UST Temp Close: 1; AST Currently In Use: 0; AST Temp Closed: 0 | 0 | 1 | 5 | 25308-073-014513 | IBRAHIM SABBAH
39646 | Permanently Closed | 1995-07-25 | 1981-01-01 | 1995-07-25 | Petroleum | Unleaded gasoline | Unleaded gasoline | Retail | Fiberglass reinforced plastic | Fiberglass reinforced plastic |  |  | Steel |  | 1901-01-01 | [6 empty] | Statistical Inventory Reconciliation (SIR) | [5 empty] | Statistical inventory reconciliation (SIR) | Statistical inventory reconciliation (SIR) |  | UST Currently In Use: 0; UST Temp Close: 1; AST Currently In Use: 0; AST Temp Closed: 0 | 0 | 1 | 5 | 25308-073-014513 | IBRAHIM SABBAH
39647 | Permanently Closed | 1995-07-25 | 1981-01-01 | 1995-07-25 | Petroleum | Unleaded gasoline | Unleaded gasoline |  | Fiberglass reinforced plastic | Fiberglass reinforced plastic |  |  | Steel |  | 1901-01-01 | [6 empty] | Other, Statistical Inventory Reconciliation (SIR) | [5 empty] | Statistical inventory reconciliation (SIR) | Statistical inventory reconciliation (SIR) |  | UST Currently In Use: 0; UST Temp Close: 1; AST Currently In Use: 0; AST Temp Closed: 0 | 0 | 1 | 5 | 25308-073-014513 | IBRAHIM SABBAH
39648 | Permanently Closed | 1995-02-03 | 1981-01-01 | 1995-03-21 | Petroleum | Used oil | Used oil |  | Steel | Steel |  | Painted or None | Steel |  | 1901-01-01 | [15 empty] | UST Currently In Use: 0; UST Temp Close: 1; AST Currently In Use: 0; AST Temp Closed: 0 | 0 | 1 | 5 | 25308-073-014513 | IBRAHIM SABBAH
39649 | Permanently Closed | 1991-09-26 | 1981-01-01 | 1991-09-26 | Petroleum | Unleaded gasoline | Unleaded gasoline |  | Steel | Steel |  | Painted or None | Steel |  | 1901-01-01 | [15 empty] | UST Currently In Use: 0; UST Temp Close: 0; AST Currently In Use: 0; AST Temp Closed: 0 | 0 | 0 | 3 | 16662-055-014514 | E W BATTLES
39650 | Permanently Closed | 1991-09-26 | 1981-01-01 | 1991-09-26 | Petroleum | Unleaded gasoline | Unleaded gasoline |  | Steel | Steel |  | Painted or None | Steel |  | 1901-01-01 | [15 empty] | UST Currently In Use: 0; UST Temp Close: 0; AST Currently In Use: 0; AST Temp Closed: 0 | 0 | 0 | 3 | 16662-055-014514 | E W BATTLES
39651 | Permanently Closed | 1991-09-26 | 1981-01-01 | 1991-09-26 | Petroleum | Unleaded gasoline | Unleaded gasoline |  | Steel | Steel |  | Painted or None | Steel |  | 1901-01-01 | [15 empty] | UST Currently In Use: 0; UST Temp Close: 0; AST Currently In Use: 0; AST Temp Closed: 0 | 0 | 0 | 3 | 16662-055-014514 | E W BATTLES
39652 | Permanently Closed | 1992-11-04 | 1981-01-01 | 1993-07-16 | Petroleum | Unleaded gasoline | Unleaded gasoline |  | Steel | Steel |  | Painted or None | Steel |  | 1901-01-01 | [15 empty] | UST Currently In Use: 0; UST Temp Close: 1; AST Currently In Use: 0; AST Temp Closed: 0 | 0 | 1 | 3 | 20007-121-005827 | MARION F. GOLD
39653 | Permanently Closed | 1992-11-04 | 1981-01-01 | 1993-07-16 | Petroleum | Unleaded gasoline | Unleaded gasoline |  | Steel | Steel |  | Painted or None | Steel |  | 1901-01-01 | [15 empty] | UST Currently In Use: 0; UST Temp Close: 1; AST Currently In Use: 0; AST Temp Closed: 0 | 0 | 1 | 3 | 20007-121-005827 | MARION F. GOLD
39654 | Permanently Closed | 1992-11-04 | 1981-01-01 | 1993-07-16 | Petroleum | Unleaded gasoline | Unleaded gasoline |  | Steel | Steel |  | Painted or None | Steel |  | 1901-01-01 | [15 empty] | UST Currently In Use: 0; UST Temp Close: 1; AST Currently In Use: 0; AST Temp Closed: 0 | 0 | 1 | 3 | 20007-121-005827 | MARION F. GOLD
39655 | Permanently Closed | 1994-10-01 | 1901-01-01 | 1994-10-01 | Petroleum | Unleaded gasoline | Unleaded gasoline |  | Steel | Steel |  |  | Steel |  | 1901-01-01 | [15 empty] | UST Currently In Use: 2; UST Temp Close: 0; AST Currently In Use: 0; AST Temp Closed: 0 | 2 | 0 | 2 | 23591-097-014515 | HIEN VO
39656 | Permanently Closed | 1994-10-01 | 1901-01-01 | 1994-10-01 | Petroleum | Unleaded gasoline | Unleaded gasoline |  | Steel | Steel |  |  | Steel |  | 1901-01-01 | [15 empty] | UST Currently In Use: 2; UST Temp Close: 0; AST Currently In Use: 0; AST Temp Closed: 0 | 2 | 0 | 2 | 23591-097-014515 | HIEN VO
39657 | Cannot Locate or abandoned | 2002-05-23 | 1969-01-01 |  | Petroleum | Unleaded gasoline | Unleaded gasoline |  | Steel | Steel |  | Painted or None | Steel |  | 1901-01-01 | [15 empty] | UST Currently In Use: 0; UST Temp Close: 0; AST Currently In Use: 0; AST Temp Closed: 0 | 0 | 0 | 0 | 16665-065-004906 | H B PHILLIPS
39658 | Cannot Locate or abandoned | 2002-05-23 | 1969-01-01 |  | Petroleum | Unleaded gasoline | Unleaded gasoline |  | Steel | Steel |  | Painted or None | Steel |  | 1901-01-01 | [15 empty] | UST Currently In Use: 0; UST Temp Close: 0; AST Currently In Use: 0; AST Temp Closed: 0 | 0 | 0 | 0 | 16665-065-004906 | H B PHILLIPS
39659 | Cannot Locate or abandoned |  | 1969-01-01 |  | Petroleum | Unleaded gasoline | Unleaded gasoline |  | Steel | Steel |  |  | Steel |  | 1901-01-01 | [15 empty] | UST Currently In Use: 0; UST Temp Close: 0; AST Currently In Use: 0; AST Temp Closed: 0 | 0 | 0 | 0 | 16666-097-014516 | SAM H WILLIAMS
39660 | Cannot Locate or abandoned |  | 1969-01-01 |  | Petroleum | Unleaded gasoline | Unleaded gasoline |  | Steel | Steel |  |  | Steel |  | 1901-01-01 | [15 empty] | UST Currently In Use: 0; UST Temp Close: 0; AST Currently In Use: 0; AST Temp Closed: 0 | 0 | 0 | 0 | 16666-097-014516 | SAM H WILLIAMS
39661 | Cannot Locate or abandoned |  | 1969-01-01 |  | Petroleum | Unleaded gasoline | Unleaded gasoline |  | Steel | Steel |  |  | Steel |  | 1901-01-01 | [15 empty] | UST Currently In Use: 0; UST Temp Close: 0; AST Currently In Use: 0; AST Temp Closed: 0 | 0 | 0 | 0 | 16666-097-014516 | SAM H WILLIAMS
39662 | Permanently Closed | 1993-03-01 | 1971-01-01 | 1993-03-22 | Petroleum | Unleaded gasoline | Unleaded gasoline |  | Steel | Steel |  | Painted or None | Steel |  | 1901-01-01 | [15 empty] | UST Currently In Use: 0; UST Temp Close: 0; AST Currently In Use: 0; AST Temp Closed: 0 | 0 | 0 | 2 | 16667-023-014517 | DAVID C BUSBY
39663 | Permanently Closed | 1993-03-01 | 1971-01-01 | 1993-03-23 | Petroleum | Unleaded gasoline | Unleaded gasoline |  | Steel | Steel |  | Painted or None | Steel |  | 1901-01-01 | [15 empty] | UST Currently In Use: 0; UST Temp Close: 0; AST Currently In Use: 0; AST Temp Closed: 0 | 0 | 0 | 2 | 16667-023-014517 | DAVID C BUSBY
39664 | Permanently Closed | 1989-12-21 | 1969-01-01 | 1989-12-21 | Petroleum | Unleaded gasoline | Unleaded gasoline | [7 empty] | 1901-01-01 | [15 empty] | UST Currently In Use: 2; UST Temp Close: 0; AST Currently In Use: 0; AST Temp Closed: 0 | 2 | 0 | 2 | 26001-097-014518 | HATCH'S LLC
39665 | Permanently Closed | 1989-12-21 | 1969-01-01 | 1989-12-21 | Petroleum | Unleaded gasoline | Unleaded gasoline | [7 empty] | 1901-01-01 | [15 empty] | UST Currently In Use: 2; UST Temp Close: 0; AST Currently In Use: 0; AST Temp Closed: 0 | 2 | 0 | 2 | 26001-097-014518 | HATCH'S LLC
39666 | Permanently Closed | 1992-11-22 | 1973-01-01 | 1992-11-22 | Petroleum | Unleaded gasoline | Unleaded gasoline |  | Steel | Steel |  | Painted or None | Steel |  | 1901-01-01 | [15 empty] | UST Currently In Use: 0; UST Temp Close: 0; AST Currently In Use: 0; AST Temp Closed: 0 | 0 | 0 | 2 | 16669-073-005565 | BOBBY LLOYD
39667 | Permanently Closed | 1992-11-22 | 1973-01-01 | 1992-11-22 | Petroleum | Unleaded gasoline | Unleaded gasoline |  | Steel | Steel |  | Painted or None | Steel |  | 1901-01-01 | [15 empty] | UST Currently In Use: 0; UST Temp Close: 0; AST Currently In Use: 0; AST Temp Closed: 0 | 0 | 0 | 2 | 16669-073-005565 | BOBBY LLOYD
39668 | Permanently Closed | 1998-01-01 | 1968-01-01 | 1999-01-01 | Petroleum | Unleaded gasoline | Unleaded gasoline | Retail | Steel | Steel |  | Painted or None | Steel |  | 1901-01-01 | None | [14 empty] | UST Currently In Use: 0; UST Temp Close: 0; AST Currently In Use: 1; AST Temp Closed: 0 | 0 | 0 | 2 | 19210-031-014526 | DAVIS GROCERY
39669 | Permanently Closed | 1998-01-01 | 1968-01-01 | 1999-01-01 | Petroleum | Premium gasoline | Premium gasoline | Retail | Steel | Steel |  | Painted or None | Steel |  | 1901-01-01 | None | [14 empty] | UST Currently In Use: 0; UST Temp Close: 0; AST Currently In Use: 1; AST Temp Closed: 0 | 0 | 0 | 2 | 19210-031-014526 | DAVIS GROCERY
39670 | Permanently Closed | 1990-01-01 | 1981-01-01 | 1990-01-01 | Petroleum | Unleaded gasoline | Unleaded gasoline |  | Steel | Steel |  | Painted or None |  |  | 1901-01-01 | [15 empty] | UST Currently In Use: 0; UST Temp Close: 0; AST Currently In Use: 0; AST Temp Closed: 0 | 0 | 0 | 1 | 16671-027-014527 | CLAY COUNTY COMMISSION
39671 | Permanently Closed | 1989-04-01 | 1980-01-01 | 1989-04-01 | Petroleum | Unleaded gasoline | Unleaded gasoline |  | Steel | Steel |  | Painted or None |  |  | 1901-01-01 | [15 empty] | UST Currently In Use: 0; UST Temp Close: 0; AST Currently In Use: 0; AST Temp Closed: 0 | 0 | 0 | 1 | 16671-027-014528 | CLAY COUNTY COMMISSION
39676 | Permanently Closed | 1990-06-01 | 1975-01-01 | 1990-06-01 | Petroleum | Unleaded gasoline | Unleaded gasoline |  | Steel | Steel |  | Painted or None | Steel |  | 1901-01-01 | [15 empty] | UST Currently In Use: 3; UST Temp Close: 0; AST Currently In Use: 0; AST Temp Closed: 0 | 3 | 0 | 3 | 21448-073-014532 | ALI CORPORATION
39677 | Permanently Closed | 1990-06-01 | 1982-01-01 | 1990-06-01 | Petroleum | Unleaded gasoline | Unleaded gasoline |  | Steel | Steel | Coated & cathodic protection (sti-P3) |  | Fiberglass reinforced plastic |  | 1901-01-01 | [15 empty] | UST Currently In Use: 3; UST Temp Close: 0; AST Currently In Use: 0; AST Temp Closed: 0 | 3 | 0 | 3 | 21448-073-014532 | ALI CORPORATION
39678 | Permanently Closed | 1990-06-01 | 1982-01-01 | 1990-06-01 | Petroleum | Unleaded gasoline | Unleaded gasoline |  | Steel | Steel | Coated & cathodic protection (sti-P3) |  | Steel |  | 1901-01-01 | [15 empty] | UST Currently In Use: 3; UST Temp Close: 0; AST Currently In Use: 0; AST Temp Closed: 0 | 3 | 0 | 3 | 21448-073-014532 | ALI CORPORATION
39679 | Currently in Use |  | 1990-07-19 |  | Petroleum | Unleaded gasoline | Unleaded gasoline | Retail | Single Wall, Steel | Steel | Coated & cathodic protection (sti-P3) |  | Fiberglass reinforced plastic, Single Wall |  |  |  | Catchment Basin, Single walled catchment basin | Automatic shutoff device At 95% full | Automatic shutoff device At 95% full |  |  | Continuous Automatic Tank Gauge |  | Automatic flow restrictor (MLLD) | Automatic flow restrictor (MLLD) |  |  | Annual line testing | Annual line testing |  | UST Currently In Use: 3; UST Temp Close: 0; AST Currently In Use: 0; AST Temp Closed: 0 | 3 | 0 | 3 | 21448-073-014532 | ALI CORPORATION
39680 | Currently in Use |  | 1990-07-19 |  | Petroleum | Unleaded gasoline | Unleaded gasoline | Retail | Single Wall, Steel | Steel | Coated & cathodic protection (sti-P3) |  | Fiberglass reinforced plastic, Single Wall |  |  |  | Catchment Basin, Single walled catchment basin | Automatic shutoff device At 95% full, Flow Rest 90% Full | Flow Rest 90% Full |  |  | Continuous Automatic Tank Gauge |  | Automatic flow restrictor (MLLD) | Automatic flow restrictor (MLLD) |  |  | Annual line testing | Annual line testing |  | UST Currently In Use: 3; UST Temp Close: 0; AST Currently In Use: 0; AST Temp Closed: 0 | 3 | 0 | 3 | 21448-073-014532 | ALI CORPORATION
39681 | Currently in Use |  | 1990-07-19 |  | Petroleum | Premium gasoline | Premium gasoline | Retail | Single Wall, Steel | Steel | Coated & cathodic protection (sti-P3) |  | Fiberglass reinforced plastic, Single Wall |  |  |  | Catchment Basin, STL LINER | Automatic shutoff device At 95% full, Flow Rest 90% Full | Flow Rest 90% Full |  |  | Continuous Automatic Tank Gauge |  | Automatic flow restrictor (MLLD) | Automatic flow restrictor (MLLD) |  |  | Annual line testing | Annual line testing |  | UST Currently In Use: 3; UST Temp Close: 0; AST Currently In Use: 0; AST Temp Closed: 0 | 3 | 0 | 3 | 21448-073-014532 | ALI CORPORATION
39682 | Permanently Closed | 1998-09-30 | 1974-01-01 | 1999-06-28 | Petroleum | Unleaded gasoline | Unleaded gasoline |  | Steel | Steel |  | Painted or None | Fiberglass reinforced plastic |  | 1901-01-01 | [12 empty] | Annual line testing | Annual line testing |  | UST Currently In Use: 0; UST Temp Close: 0; AST Currently In Use: 0; AST Temp Closed: 0 | 0 | 0 | 4 | 19040-073-014533 | JOSEPH A TOMBRELLO
39683 | Permanently Closed | 1998-09-30 | 1977-01-01 | 1999-06-28 | Petroleum | Unleaded gasoline | Unleaded gasoline |  | Steel | Steel |  | Painted or None | Fiberglass reinforced plastic |  | 1901-01-01 | [6 empty] | Statistical Inventory Reconciliation (SIR) | [5 empty] | Annual line testing, Statistical inventory reconciliation (SIR) | Statistical inventory reconciliation (SIR) |  | UST Currently In Use: 0; UST Temp Close: 0; AST Currently In Use: 0; AST Temp Closed: 0 | 0 | 0 | 4 | 19040-073-014533 | JOSEPH A TOMBRELLO
39684 | Permanently Closed | 1998-09-30 | 1974-01-01 | 1999-06-28 | Petroleum | Unleaded gasoline | Unleaded gasoline |  | Steel | Steel |  | Painted or None | Fiberglass reinforced plastic |  | 1901-01-01 | [6 empty] | Statistical Inventory Reconciliation (SIR) | [5 empty] | Annual line testing, Statistical inventory reconciliation (SIR) | Statistical inventory reconciliation (SIR) |  | UST Currently In Use: 0; UST Temp Close: 0; AST Currently In Use: 0; AST Temp Closed: 0 | 0 | 0 | 4 | 19040-073-014533 | JOSEPH A TOMBRELLO
39685 | Permanently Closed | 1998-09-30 | 1974-01-01 | 1999-06-28 | Petroleum | Used oil | Used oil |  | Steel | Steel |  | Painted or None | Fiberglass reinforced plastic |  | 1901-01-01 | [15 empty] | UST Currently In Use: 0; UST Temp Close: 0; AST Currently In Use: 0; AST Temp Closed: 0 | 0 | 0 | 4 | 19040-073-014533 | JOSEPH A TOMBRELLO
39686 | Currently in Use |  | 1986-01-01 |  | Petroleum | Unleaded gasoline | Unleaded gasoline | Retail | Single Wall, Steel | Steel | Coated & cathodic protection (sti-P3), Field installed cathodic protection |  | Double Wall, Flexible | APT |  |  | Catchment Basin, BELOW | Automatic shutoff device At 95% full, Flow Rest 90% Full, BELOW | Flow Rest 90% Full |  |  | Continuous Automatic Tank Gauge |  | Automatic shutoff device (AELLD) | Automatic shutoff device (AELLD) | [5 empty] | UST Currently In Use: 3; UST Temp Close: 0; AST Currently In Use: 0; AST Temp Closed: 0 | 3 | 0 | 0 | 13526-073-014536 | MOORE OIL COMPANY, INC.
39687 | Currently in Use |  | 1986-01-01 |  | Petroleum | Unleaded gasoline | Unleaded gasoline | Retail | Single Wall, Steel | Steel | Coated & cathodic protection (sti-P3), Field installed cathodic protection |  | Double Wall, Flexible | APT |  |  | Catchment Basin, BELOW | Automatic shutoff device At 95% full, Flow Rest 90% Full, BELOW | Flow Rest 90% Full |  |  | Continuous Automatic Tank Gauge |  | Automatic shutoff device (AELLD) | Automatic shutoff device (AELLD) | [5 empty] | UST Currently In Use: 3; UST Temp Close: 0; AST Currently In Use: 0; AST Temp Closed: 0 | 3 | 0 | 0 | 13526-073-014536 | MOORE OIL COMPANY, INC.
39688 | Currently in Use |  | 1986-01-01 |  | Petroleum | Premium gasoline | Premium gasoline | Retail | Single Wall, Steel | Steel | Coated & cathodic protection (sti-P3), Field installed cathodic protection |  | Double Wall, Flexible | APT |  |  | Catchment Basin, BELOW | Automatic shutoff device At 95% full, Flow Rest 90% Full, BELOW | Flow Rest 90% Full |  |  | Continuous Automatic Tank Gauge |  | Automatic shutoff device (AELLD) | Automatic shutoff device (AELLD) | [5 empty] | UST Currently In Use: 3; UST Temp Close: 0; AST Currently In Use: 0; AST Temp Closed: 0 | 3 | 0 | 0 | 13526-073-014536 | MOORE OIL COMPANY, INC.
39689 | Permanently Closed | 2007-04-02 | 1984-01-01 | 2007-04-02 | Petroleum | On road diesel | On road diesel | Emergency power generator | Steel | Steel | Field installed cathodic protection, Interior lined (not allowed as a standalone method of corrosion protection) |  | Other, COPPER |  | 1901-01-01 | Field installed cathodic protection | Catchment Basin, Single walled catchment basin | Automatic shutoff device At 95% full, Flow Rest 90% Full | Flow Rest 90% Full | [11 empty] | UST Currently In Use: 0; UST Temp Close: 0; AST Currently In Use: 0; AST Temp Closed: 0 | 0 | 0 | 2 | 16675-087-014600 | MACON COUNTY GREYHOUND INC
39690 | Permanently Closed | 2007-04-02 | 1987-01-01 | 2007-04-02 | Petroleum | On road diesel | On road diesel | Emergency power generator | Steel | Steel | Field installed cathodic protection, Interior lined (not allowed as a standalone method of corrosion protection) |  | Other, FLEXPIPING |  | 1901-01-01 | Field installed cathodic protection | Catchment Basin, Single walled catchment basin | Automatic shutoff device At 95% full, Flow Rest 90% Full | Flow Rest 90% Full | [11 empty] | UST Currently In Use: 0; UST Temp Close: 0; AST Currently In Use: 0; AST Temp Closed: 0 | 0 | 0 | 2 | 16675-087-014600 | MACON COUNTY GREYHOUND INC
39691 | Permanently Closed | 1989-02-28 | 1901-01-01 | 1989-03-01 | Petroleum | Unleaded gasoline | Unleaded gasoline |  | Steel | Steel |  | Painted or None | Steel |  | 1901-01-01 | [15 empty] | UST Currently In Use: 0; UST Temp Close: 0; AST Currently In Use: 0; AST Temp Closed: 0 | 0 | 0 | 1 | 16677-027-014601 | ACE PRODUCTS INC
39692 | Permanently Closed | 1999-01-06 | 1977-01-01 | 1999-01-06 | Petroleum | Unleaded gasoline | Unleaded gasoline | Retail | Steel | Steel |  | Painted or None | Steel |  | 1901-01-01 | [6 empty] | Statistical Inventory Reconciliation (SIR) | [8 empty] | UST Currently In Use: 0; UST Temp Close: 2; AST Currently In Use: 0; AST Temp Closed: 0 | 0 | 2 | 4 | 20847-081-014602 | DELINDA KAY NELSON
39693 | Permanently Closed | 1999-01-06 | 1977-01-01 | 1999-01-06 | Petroleum | Unleaded gasoline | Unleaded gasoline | Retail | Steel | Steel |  | Painted or None | Steel |  | 1901-01-01 | [6 empty] | Statistical Inventory Reconciliation (SIR) | [8 empty] | UST Currently In Use: 0; UST Temp Close: 2; AST Currently In Use: 0; AST Temp Closed: 0 | 0 | 2 | 4 | 20847-081-014602 | DELINDA KAY NELSON
39694 | Permanently Closed | 1999-01-06 | 1977-01-01 | 1999-01-06 | Petroleum | Unleaded gasoline | Unleaded gasoline | Retail | Steel | Steel |  | Painted or None | Steel |  | 1901-01-01 | [6 empty] | Statistical Inventory Reconciliation (SIR) | [8 empty] | UST Currently In Use: 0; UST Temp Close: 2; AST Currently In Use: 0; AST Temp Closed: 0 | 0 | 2 | 4 | 20847-081-014602 | DELINDA KAY NELSON
39695 | Permanently Closed | 1999-01-06 | 1986-01-01 | 1999-01-06 | Petroleum | Kerosene | Kerosene | Retail | Steel | Steel |  | Painted or None | Steel |  | 1901-01-01 | [6 empty] | Statistical Inventory Reconciliation (SIR) | [8 empty] | UST Currently In Use: 0; UST Temp Close: 2; AST Currently In Use: 0; AST Temp Closed: 0 | 0 | 2 | 4 | 20847-081-014602 | DELINDA KAY NELSON
39696 | Permanently Closed | 1999-09-09 | 1970-01-01 | 2014-12-08 | Petroleum | Used oil | Used oil | [7 empty] | 1901-01-01 |  | Other, EXEMPT | Other, EXEMPT | Other | [11 empty] | UST Currently In Use: 0; UST Temp Close: 0; AST Currently In Use: 0; AST Temp Closed: 0 | 0 | 0 | 1 | 16680-081-014605 | AUBURN FORD LINC MERCURY INC
39698 | Permanently Closed | 1991-08-24 | 1969-01-01 | 1991-08-24 | Petroleum | Unleaded gasoline | Unleaded gasoline |  | Steel | Steel |  | Painted or None | Steel |  | 1901-01-01 | [15 empty] | UST Currently In Use: 0; UST Temp Close: 0; AST Currently In Use: 0; AST Temp Closed: 0 | 0 | 0 | 2 | 16682-051-003650 | D C MERCER
39699 | Permanently Closed | 1991-08-24 | 1972-01-01 | 1991-08-24 | Petroleum | Unleaded gasoline | Unleaded gasoline |  | Steel | Steel |  | Painted or None | Steel |  | 1901-01-01 | [15 empty] | UST Currently In Use: 0; UST Temp Close: 0; AST Currently In Use: 0; AST Temp Closed: 0 | 0 | 0 | 2 | 16682-051-003650 | D C MERCER
39700 | Retired | 1988-08-08 | 1969-01-01 |  | Petroleum | Unleaded gasoline | Unleaded gasoline |  | Steel | Steel |  | Painted or None | Steel |  | 1901-01-01 | [15 empty] | UST Currently In Use: 0; UST Temp Close: 0; AST Currently In Use: 0; AST Temp Closed: 0 | 0 | 0 | 0 | 16683-051-003649 | STIFF CABINET SHOP
39701 | Retired | 1985-10-01 | 1979-01-01 |  | Petroleum | Other, X | Other | State/federal government | Steel | Steel |  |  | Steel |  | 1901-01-01 | [15 empty] | UST Currently In Use: 0; UST Temp Close: 0; AST Currently In Use: 0; AST Temp Closed: 0 | 0 | 0 | 0 | 16685-045-014606 | ALABAMA AVIATION & TECHNICAL COLLEGE
39702 | Cannot Locate or abandoned | 2001-08-29 | 1981-01-01 |  | Petroleum | Used oil | Used oil | State/federal government | Steel | Steel |  |  | Steel |  | 1901-01-01 |  | Other, EXEMPT | Other, EXEMPT | Other | [11 empty] | UST Currently In Use: 0; UST Temp Close: 0; AST Currently In Use: 0; AST Temp Closed: 0 | 0 | 0 | 0 | 16685-045-014606 | ALABAMA AVIATION & TECHNICAL COLLEGE
39705 | Permanently Closed | 2000-09-01 | 1988-01-01 | 2000-10-02 | Petroleum | On road diesel | On road diesel |  | Fiberglass reinforced plastic | Fiberglass reinforced plastic |  |  | Fiberglass reinforced plastic |  | 1901-01-01 |  | Catchment Basin, Single walled catchment basin | Flow Rest 90% Full | Flow Rest 90% Full | Interstitial Monitoring within Secondary Containment |  | Continuous Automatic Tank Gauge | [5 empty] | Annual line testing | Annual line testing |  | UST Currently In Use: 0; UST Temp Close: 0; AST Currently In Use: 0; AST Temp Closed: 0 | 0 | 0 | 2 | 16687-081-014608 | WASTE MANAGEMENT OF AL PC 716
39706 | Permanently Closed | 2000-09-01 | 1988-01-01 | 2000-10-02 | Petroleum | On road diesel | On road diesel |  | Fiberglass reinforced plastic | Fiberglass reinforced plastic |  |  | Fiberglass reinforced plastic |  | 1901-01-01 |  | Catchment Basin, Single walled catchment basin | Flow Rest 90% Full | Flow Rest 90% Full | Interstitial Monitoring within Secondary Containment |  | Continuous Automatic Tank Gauge | [5 empty] | Annual line testing | Annual line testing |  | UST Currently In Use: 0; UST Temp Close: 0; AST Currently In Use: 0; AST Temp Closed: 0 | 0 | 0 | 2 | 16687-081-014608 | WASTE MANAGEMENT OF AL PC 716
39707 | Permanently Closed | 1995-06-01 | 1972-01-01 | 1997-12-31 | Petroleum | Unleaded gasoline | Unleaded gasoline | Retail | Steel | Steel |  |  | Steel |  | 1901-01-01 | [12 empty] | Annual line testing | Annual line testing |  | UST Currently In Use: 0; UST Temp Close: 0; AST Currently In Use: 0; AST Temp Closed: 0 | 0 | 0 | 1 | 16688-001-014609 | RIDOUTS BROWN SERVICE INC
39708 | Currently in Use |  | 1963-01-01 |  | Petroleum | Unleaded gasoline | Unleaded gasoline | Retail | Steel | Steel | Field installed cathodic protection |  | Steel |  |  | Field installed cathodic protection | Catchment Basin, Single walled catchment basin | Automatic shutoff device At 95% full | Automatic shutoff device At 95% full |  |  | Statistical Inventory Reconciliation (SIR) | [8 empty] | UST Currently In Use: 2; UST Temp Close: 0; AST Currently In Use: 0; AST Temp Closed: 0 | 2 | 0 | 0 | 23909-101-004570 | TWINKLE PATEL
39709 | Currently in Use |  | 1963-01-01 |  | Petroleum | On road diesel | On road diesel | Retail | Steel | Steel | Field installed cathodic protection |  | Steel |  |  | Field installed cathodic protection | Catchment Basin, Single walled catchment basin |  |  |  |  | Statistical Inventory Reconciliation (SIR) | [8 empty] | UST Currently In Use: 2; UST Temp Close: 0; AST Currently In Use: 0; AST Temp Closed: 0 | 2 | 0 | 0 | 23909-101-004570 | TWINKLE PATEL
39711 | Permanently Closed | 1901-01-01 | 1989-01-01 | 1990-01-15 | Petroleum | Unleaded gasoline | Unleaded gasoline |  | Steel | Steel |  | Painted or None | Steel |  | 1901-01-01 | [15 empty] | UST Currently In Use: 0; UST Temp Close: 0; AST Currently In Use: 2; AST Temp Closed: 0 | 0 | 0 | 1 | 16691-069-014615 | DOTHAN COUNTRY CLUB
39712 | Permanently Closed | 1998-12-14 | 1989-01-01 | 1999-11-23 | Petroleum | On road diesel | On road diesel |  | Steel | Steel |  | Painted or None | Steel |  | 1901-01-01 | [15 empty] | UST Currently In Use: 0; UST Temp Close: 0; AST Currently In Use: 0; AST Temp Closed: 0 | 0 | 0 | 4 | 16692-031-014618 | CITY OF ELBA
39713 | Permanently Closed | 1998-12-14 | 1989-01-01 | 1999-11-23 | Petroleum | Unleaded gasoline | Unleaded gasoline |  | Steel | Steel |  | Painted or None | Steel |  | 1901-01-01 | [15 empty] | UST Currently In Use: 0; UST Temp Close: 0; AST Currently In Use: 0; AST Temp Closed: 0 | 0 | 0 | 4 | 16692-031-014618 | CITY OF ELBA
39714 | Permanently Closed | 1998-12-14 | 1989-01-01 | 1999-11-23 | Petroleum | Unleaded gasoline | Unleaded gasoline |  | Steel | Steel |  | Painted or None | Steel |  | 1901-01-01 | [15 empty] | UST Currently In Use: 0; UST Temp Close: 0; AST Currently In Use: 0; AST Temp Closed: 0 | 0 | 0 | 4 | 16692-031-014618 | CITY OF ELBA
39715 | Permanently Closed | 1998-12-14 | 1989-01-01 | 1999-12-08 | Petroleum | Unleaded gasoline | Unleaded gasoline |  | Steel | Steel |  | Painted or None | Steel |  | 1901-01-01 | [15 empty] | UST Currently In Use: 0; UST Temp Close: 0; AST Currently In Use: 0; AST Temp Closed: 0 | 0 | 0 | 4 | 16692-031-014618 | CITY OF ELBA
39716 | Permanently Closed | 1990-02-01 | 1978-01-01 | 1990-02-10 | Petroleum | Unleaded gasoline | Unleaded gasoline |  | Steel | Steel |  | Painted or None | Steel |  | 1901-01-01 | [15 empty] | UST Currently In Use: 0; UST Temp Close: 0; AST Currently In Use: 0; AST Temp Closed: 0 | 0 | 0 | 3 | 16693-001-010645 | GEORGE CREEL
39717 | Permanently Closed | 1990-02-01 | 1978-01-01 | 1990-02-15 | Petroleum | Unleaded gasoline | Unleaded gasoline |  | Steel | Steel |  | Painted or None | Steel |  | 1901-01-01 | [15 empty] | UST Currently In Use: 0; UST Temp Close: 0; AST Currently In Use: 0; AST Temp Closed: 0 | 0 | 0 | 3 | 16693-001-010645 | GEORGE CREEL
39718 | Permanently Closed | 1990-02-01 | 1968-01-01 | 1990-02-15 | Petroleum | Unleaded gasoline | Unleaded gasoline |  | Steel | Steel |  | Painted or None | Steel |  | 1901-01-01 | [15 empty] | UST Currently In Use: 0; UST Temp Close: 0; AST Currently In Use: 0; AST Temp Closed: 0 | 0 | 0 | 3 | 16693-001-010645 | GEORGE CREEL
39719 | Cannot Locate or abandoned | 1998-12-22 | 1977-01-01 |  | Petroleum | Unleaded gasoline | Unleaded gasoline |  | Steel | Steel |  | Painted or None | Steel |  | 1901-01-01 | [15 empty] | UST Currently In Use: 0; UST Temp Close: 0; AST Currently In Use: 0; AST Temp Closed: 0 | 0 | 0 | 0 | 16694-047-004465 | T H WILLIS
39720 | Cannot Locate or abandoned | 1998-02-09 | 1978-01-01 |  | Petroleum | Unleaded gasoline | Unleaded gasoline |  | Steel | Steel |  | Painted or None | Steel |  | 1901-01-01 | [15 empty] | UST Currently In Use: 0; UST Temp Close: 0; AST Currently In Use: 0; AST Temp Closed: 0 | 0 | 0 | 0 | 16694-047-004465 | T H WILLIS
39721 | Cannot Locate or abandoned | 1990-08-01 | 1978-01-01 |  | Petroleum | Unleaded gasoline | Unleaded gasoline |  | Steel | Steel |  | Painted or None | Steel |  | 1901-01-01 | [15 empty] | UST Currently In Use: 0; UST Temp Close: 0; AST Currently In Use: 0; AST Temp Closed: 0 | 0 | 0 | 0 | 16694-047-004465 | T H WILLIS
39722 | Retired | 1981-01-01 | 1953-01-01 |  | Petroleum | Other, X | Other |  | Steel | Steel |  |  | Steel |  | 1901-01-01 | [15 empty] | UST Currently In Use: 0; UST Temp Close: 0; AST Currently In Use: 0; AST Temp Closed: 0 | 0 | 0 | 0 | 16694-047-004465 | T H WILLIS
39723 | Retired | 1981-01-01 | 1953-01-01 |  | Petroleum | Other, X | Other |  | Steel | Steel |  |  | Steel |  | 1901-01-01 | [15 empty] | UST Currently In Use: 0; UST Temp Close: 0; AST Currently In Use: 0; AST Temp Closed: 0 | 0 | 0 | 0 | 16694-047-004465 | T H WILLIS
39724 | Permanently Closed | 1993-06-05 | 1963-01-01 | 1996-07-03 | Petroleum | Unleaded gasoline | Unleaded gasoline |  | Steel | Steel |  |  | Steel |  | 1901-01-01 | [6 empty] | Statistical Inventory Reconciliation (SIR) | [8 empty] | UST Currently In Use: 0; UST Temp Close: 0; AST Currently In Use: 0; AST Temp Closed: 0 | 0 | 0 | 2 | 16695-047-004474 | DEANNIE SHERRER
39725 | Permanently Closed | 1991-01-22 | 1963-01-01 | 1991-01-22 | Petroleum | Unleaded gasoline | Unleaded gasoline |  | Steel | Steel |  |  | Steel |  | 1901-01-01 | [15 empty] | UST Currently In Use: 0; UST Temp Close: 0; AST Currently In Use: 0; AST Temp Closed: 0 | 0 | 0 | 2 | 16695-047-004474 | DEANNIE SHERRER
39726 | Permanently Closed | 1996-07-31 | 1968-01-01 | 1999-08-18 | Petroleum | Unleaded gasoline | Unleaded gasoline |  | Steel | Steel |  | Painted or None | Steel |  | 1901-01-01 | [12 empty] | Annual line testing | Annual line testing |  | UST Currently In Use: 0; UST Temp Close: 0; AST Currently In Use: 0; AST Temp Closed: 0 | 0 | 0 | 2 | 16696-085-004469 | M L WHEELER
39727 | Permanently Closed | 1996-07-31 | 1968-01-01 | 1999-08-18 | Petroleum | Unleaded gasoline | Unleaded gasoline |  | Steel | Steel |  | Painted or None | Steel |  | 1901-01-01 | [15 empty] | UST Currently In Use: 0; UST Temp Close: 0; AST Currently In Use: 0; AST Temp Closed: 0 | 0 | 0 | 2 | 16696-085-004469 | M L WHEELER
39728 | Permanently Closed | 1998-08-26 | 1969-01-01 | 1998-08-26 | Petroleum | Unleaded gasoline | Unleaded gasoline |  | Steel | Steel |  | Painted or None | Steel |  | 1901-01-01 | [15 empty] | UST Currently In Use: 4; UST Temp Close: 0; AST Currently In Use: 0; AST Temp Closed: 0 | 4 | 0 | 4 | 19011-051-003656 | HOLLEY OIL CO INC
39729 | Permanently Closed | 1998-08-26 | 1969-01-01 | 1998-08-26 | Petroleum | Unleaded gasoline | Unleaded gasoline |  | Steel | Steel |  | Painted or None | Steel |  | 1901-01-01 | [15 empty] | UST Currently In Use: 4; UST Temp Close: 0; AST Currently In Use: 0; AST Temp Closed: 0 | 4 | 0 | 4 | 19011-051-003656 | HOLLEY OIL CO INC
39730 | Permanently Closed | 1998-08-26 | 1969-01-01 | 1998-08-26 | Petroleum | Unleaded gasoline | Unleaded gasoline |  | Steel | Steel |  | Painted or None | Steel |  | 1901-01-01 | [15 empty] | UST Currently In Use: 4; UST Temp Close: 0; AST Currently In Use: 0; AST Temp Closed: 0 | 4 | 0 | 4 | 19011-051-003656 | HOLLEY OIL CO INC
39731 | Currently in Use |  | 1989-03-01 |  | Petroleum | Unleaded gasoline | Unleaded gasoline | Retail | Fiberglass reinforced plastic | Fiberglass reinforced plastic |  |  | Fiberglass reinforced plastic |  | 1901-01-01 |  | Catchment Basin, Single walled catchment basin | Automatic shutoff device At 95% full, Flow Rest 90% Full | Flow Rest 90% Full |  |  | Continuous Automatic Tank Gauge | [8 empty] | UST Currently In Use: 4; UST Temp Close: 0; AST Currently In Use: 0; AST Temp Closed: 0 | 4 | 0 | 4 | 19011-051-003656 | HOLLEY OIL CO INC
39732 | Currently in Use |  | 1989-03-01 |  | Petroleum | Unleaded gasoline | Unleaded gasoline | Retail | Fiberglass reinforced plastic | Fiberglass reinforced plastic |  |  | Fiberglass reinforced plastic |  | 1901-01-01 |  | Catchment Basin, Single walled catchment basin | Automatic shutoff device At 95% full, Flow Rest 90% Full | Flow Rest 90% Full |  |  | Continuous Automatic Tank Gauge | [8 empty] | UST Currently In Use: 4; UST Temp Close: 0; AST Currently In Use: 0; AST Temp Closed: 0 | 4 | 0 | 4 | 19011-051-003656 | HOLLEY OIL CO INC
39733 | Currently in Use |  | 1989-03-01 |  | Petroleum | Premium gasoline | Premium gasoline | Retail | Fiberglass reinforced plastic | Fiberglass reinforced plastic |  |  | Fiberglass reinforced plastic |  | 1901-01-01 |  | Catchment Basin, Single walled catchment basin | Automatic shutoff device At 95% full, Flow Rest 90% Full | Flow Rest 90% Full |  |  | Continuous Automatic Tank Gauge | [8 empty] | UST Currently In Use: 4; UST Temp Close: 0; AST Currently In Use: 0; AST Temp Closed: 0 | 4 | 0 | 4 | 19011-051-003656 | HOLLEY OIL CO INC
39734 | Permanently Closed | 2003-08-09 | 1989-03-01 | 2005-04-21 | Petroleum | On road diesel | On road diesel | Retail | Fiberglass reinforced plastic | Fiberglass reinforced plastic |  |  | Fiberglass reinforced plastic |  | 1901-01-01 |  | Catchment Basin, Single walled catchment basin | Automatic shutoff device At 95% full, Flow Rest 90% Full | Flow Rest 90% Full | [11 empty] | UST Currently In Use: 4; UST Temp Close: 0; AST Currently In Use: 0; AST Temp Closed: 0 | 4 | 0 | 4 | 19011-051-003656 | HOLLEY OIL CO INC
39735 | Permanently Closed | 1996-01-01 | 1990-01-01 | 1996-04-11 | Petroleum | Unleaded gasoline | Unleaded gasoline |  | Steel | Steel |  |  | Steel |  | 1901-01-01 | [6 empty] | Manual Tank Gauging (only tanks 1000 gal. or less and 48” or 64” in diameter) | [8 empty] | UST Currently In Use: 0; UST Temp Close: 0; AST Currently In Use: 0; AST Temp Closed: 0 | 0 | 0 | 2 | 16698-123-014621 | SIM WILBANKS
39736 | Permanently Closed | 1996-01-01 | 1990-01-01 | 1996-04-11 | Petroleum | Unleaded gasoline | Unleaded gasoline |  | Steel | Steel |  |  | Steel |  | 1901-01-01 | [6 empty] | Manual Tank Gauging (only tanks 1000 gal. or less and 48” or 64” in diameter) | [8 empty] | UST Currently In Use: 0; UST Temp Close: 0; AST Currently In Use: 0; AST Temp Closed: 0 | 0 | 0 | 2 | 16698-123-014621 | SIM WILBANKS
39737 | Permanently Closed | 1998-12-21 | 1974-01-01 | 1999-01-13 | Petroleum | Unleaded gasoline | Unleaded gasoline | Local government | Steel | Steel |  |  | Steel |  | 1901-01-01 | [15 empty] | UST Currently In Use: 0; UST Temp Close: 0; AST Currently In Use: 0; AST Temp Closed: 0 | 0 | 0 | 5 | 16699-021-014624 | CITY OF CLANTON
39738 | Permanently Closed | 1998-12-21 | 1974-01-01 | 1999-01-13 | Petroleum | Unleaded gasoline | Unleaded gasoline | Local government | Steel | Steel |  | Painted or None | Steel |  | 1901-01-01 | [15 empty] | UST Currently In Use: 0; UST Temp Close: 0; AST Currently In Use: 0; AST Temp Closed: 0 | 0 | 0 | 5 | 16699-021-014624 | CITY OF CLANTON
39739 | Permanently Closed | 1998-12-21 | 1979-01-01 | 1999-01-13 | Petroleum | Unleaded gasoline | Unleaded gasoline | Local government | Steel | Steel |  | Painted or None | Steel |  | 1901-01-01 | [15 empty] | UST Currently In Use: 0; UST Temp Close: 0; AST Currently In Use: 0; AST Temp Closed: 0 | 0 | 0 | 5 | 16699-021-014624 | CITY OF CLANTON
39740 | Permanently Closed | 1998-12-21 | 1988-06-30 | 1999-01-13 | Petroleum | On road diesel | On road diesel | Local government | Fiberglass reinforced plastic | Fiberglass reinforced plastic |  |  | Steel |  | 1901-01-01 | [15 empty] | UST Currently In Use: 0; UST Temp Close: 0; AST Currently In Use: 0; AST Temp Closed: 0 | 0 | 0 | 5 | 16699-021-014624 | CITY OF CLANTON
39741 | Permanently Closed | 1998-12-14 | 1974-01-01 | 1999-01-13 | Petroleum | On road diesel | On road diesel | Local government | Steel | Steel |  | Painted or None | Steel |  | 1901-01-01 | [15 empty] | UST Currently In Use: 0; UST Temp Close: 0; AST Currently In Use: 0; AST Temp Closed: 0 | 0 | 0 | 5 | 16699-021-014624 | CITY OF CLANTON
39742 | Currently in Use |  | 1981-01-01 |  | Petroleum | Premium gasoline | Premium gasoline | Retail | Steel | Steel | Coated & cathodic protection (sti-P3) |  | Double Wall, Fiberglass reinforced plastic, 2 PIECES |  | 2015-06-01 |  | Catchment Basin, Single walled catchment basin | Automatic shutoff device At 95% full | Automatic shutoff device At 95% full |  |  | Continuous Automatic Tank Gauge |  | Automatic shutoff device (AELLD), Containment Sump | Containment Sump | Interstitial Monitoring within Secondary Containment | SENSOR TO ATG | Continuous alarm system | Continuous alarm system |  | UST Currently In Use: 2; UST Temp Close: 0; AST Currently In Use: 0; AST Temp Closed: 0 | 2 | 0 | 0 | 21527-073-014537 | RONALD J MOORE LLC
39744 | Currently in Use |  | 1981-01-01 |  | Petroleum | Unleaded gasoline | Unleaded gasoline | Retail | Steel | Steel | Coated & cathodic protection (sti-P3) |  | Double Wall, Fiberglass reinforced plastic, 2 PIECES |  | 2015-06-01 |  | Catchment Basin, Single walled catchment basin | Automatic shutoff device At 95% full | Automatic shutoff device At 95% full | Interstitial Monitoring within Secondary Containment |  | Continuous Automatic Tank Gauge |  | Automatic shutoff device (AELLD), Containment Sump | Containment Sump | Interstitial Monitoring within Secondary Containment | SENSOR TO ATG | Continuous alarm system | Continuous alarm system |  | UST Currently In Use: 2; UST Temp Close: 0; AST Currently In Use: 0; AST Temp Closed: 0 | 2 | 0 | 0 | 21527-073-014537 | RONALD J MOORE LLC
39746 | Permanently Closed | 1988-01-05 | 1974-01-01 |  | Petroleum | Unleaded gasoline | Unleaded gasoline |  | Steel | Steel |  |  | Steel |  | 1901-01-01 | [15 empty] | UST Currently In Use: 0; UST Temp Close: 0; AST Currently In Use: 0; AST Temp Closed: 0 | 0 | 0 | 5 | 16701-031-014538 | NOAH JONES
39747 | Permanently Closed | 1988-01-05 | 1974-01-01 |  | Petroleum | Unleaded gasoline | Unleaded gasoline |  | Steel | Steel |  |  | Steel |  | 1901-01-01 | [15 empty] | UST Currently In Use: 0; UST Temp Close: 0; AST Currently In Use: 0; AST Temp Closed: 0 | 0 | 0 | 5 | 16701-031-014538 | NOAH JONES
39748 | Permanently Closed | 1988-01-05 | 1974-01-01 |  | Petroleum | Unleaded gasoline | Unleaded gasoline |  | Steel | Steel |  |  | Steel |  | 1901-01-01 | [15 empty] | UST Currently In Use: 0; UST Temp Close: 0; AST Currently In Use: 0; AST Temp Closed: 0 | 0 | 0 | 5 | 16701-031-014538 | NOAH JONES
39749 | Permanently Closed | 1988-07-04 | 1974-01-01 |  | Petroleum | Unleaded gasoline | Unleaded gasoline |  | Steel | Steel |  |  | Steel |  | 1901-01-01 | [15 empty] | UST Currently In Use: 0; UST Temp Close: 0; AST Currently In Use: 0; AST Temp Closed: 0 | 0 | 0 | 5 | 16701-031-014538 | NOAH JONES
39750 | Permanently Closed | 1988-07-04 | 1974-01-01 |  | Petroleum | Unleaded gasoline | Unleaded gasoline |  | Steel | Steel |  |  | Steel |  | 1901-01-01 | [15 empty] | UST Currently In Use: 0; UST Temp Close: 0; AST Currently In Use: 0; AST Temp Closed: 0 | 0 | 0 | 5 | 16701-031-014538 | NOAH JONES
39751 | Permanently Closed | 1995-08-01 | 1969-01-01 | 1997-11-25 | Petroleum | Unleaded gasoline | Unleaded gasoline |  | Steel | Steel |  | Painted or None | Steel |  | 1901-01-01 | [6 empty] | Statistical Inventory Reconciliation (SIR) | [8 empty] | UST Currently In Use: 0; UST Temp Close: 0; AST Currently In Use: 0; AST Temp Closed: 0 | 0 | 0 | 3 | 10050-023-004917 | ABSTON PETROLEUM INC
39752 | Permanently Closed | 1995-08-01 | 1969-01-01 | 1997-11-25 | Petroleum | Unleaded gasoline | Unleaded gasoline |  | Steel | Steel |  | Painted or None | Steel |  | 1901-01-01 | [6 empty] | Statistical Inventory Reconciliation (SIR) | [8 empty] | UST Currently In Use: 0; UST Temp Close: 0; AST Currently In Use: 0; AST Temp Closed: 0 | 0 | 0 | 3 | 10050-023-004917 | ABSTON PETROLEUM INC
39753 | Permanently Closed | 1995-08-01 | 1980-01-01 | 1997-11-25 | Petroleum | Unleaded gasoline | Unleaded gasoline |  | Steel | Steel |  | Painted or None | Steel |  | 1901-01-01 | [6 empty] | Statistical Inventory Reconciliation (SIR) | [8 empty] | UST Currently In Use: 0; UST Temp Close: 0; AST Currently In Use: 0; AST Temp Closed: 0 | 0 | 0 | 3 | 10050-023-004917 | ABSTON PETROLEUM INC
39759 | Permanently Closed | 1985-05-01 | 1954-01-01 | 1989-06-13 | Petroleum | On road diesel | On road diesel | [7 empty] | 1901-01-01 | [15 empty] | UST Currently In Use: 0; UST Temp Close: 0; AST Currently In Use: 0; AST Temp Closed: 0 | 0 | 0 | 5 | 16706-073-003628 | HANKS ACQUISTION
39760 | Permanently Closed | 1985-05-01 | 1954-01-01 | 1989-06-13 | Petroleum | On road diesel | On road diesel | [7 empty] | 1901-01-01 | [15 empty] | UST Currently In Use: 0; UST Temp Close: 0; AST Currently In Use: 0; AST Temp Closed: 0 | 0 | 0 | 5 | 16706-073-003628 | HANKS ACQUISTION
39761 | Permanently Closed | 1985-05-01 | 1970-01-01 | 1985-05-01 | Petroleum | Used oil | Used oil | [7 empty] | 1901-01-01 | [15 empty] | UST Currently In Use: 0; UST Temp Close: 0; AST Currently In Use: 0; AST Temp Closed: 0 | 0 | 0 | 5 | 16706-073-003628 | HANKS ACQUISTION
39762 | Permanently Closed | 2001-01-01 | 1989-01-01 | 2001-10-04 | Petroleum | On road diesel | On road diesel |  | Steel | Steel | Coated & cathodic protection (sti-P3) |  | Fiberglass reinforced plastic |  | 1901-01-01 | [15 empty] | UST Currently In Use: 0; UST Temp Close: 0; AST Currently In Use: 0; AST Temp Closed: 0 | 0 | 0 | 5 | 16706-073-003628 | HANKS ACQUISTION
39763 | Permanently Closed | 2001-01-01 | 1989-01-01 | 2001-10-04 | Petroleum | On road diesel | On road diesel |  | Steel | Steel | Coated & cathodic protection (sti-P3) |  | Fiberglass reinforced plastic |  | 1901-01-01 | [15 empty] | UST Currently In Use: 0; UST Temp Close: 0; AST Currently In Use: 0; AST Temp Closed: 0 | 0 | 0 | 5 | 16706-073-003628 | HANKS ACQUISTION
39764 | Permanently Closed | 1992-02-19 | 1971-01-01 | 1992-02-19 | Petroleum | Unleaded gasoline | Unleaded gasoline |  | Steel | Steel |  | Painted or None | Steel |  | 1901-01-01 | [15 empty] | UST Currently In Use: 0; UST Temp Close: 0; AST Currently In Use: 0; AST Temp Closed: 0 | 0 | 0 | 1 | 16707-039-014549 | CITY OF FLORALA
39765 | Permanently Closed | 1993-10-25 | 1974-01-01 | 1993-10-05 | Petroleum | Unleaded gasoline | Unleaded gasoline |  | Steel | Steel |  | Painted or None | Steel |  | 1901-01-01 | [15 empty] | UST Currently In Use: 0; UST Temp Close: 0; AST Currently In Use: 0; AST Temp Closed: 0 | 0 | 0 | 2 | 17686-053-002197 | RANDY JORDAN
39766 | Permanently Closed | 1993-10-25 | 1974-01-01 | 1993-10-25 | Petroleum | Unleaded gasoline | Unleaded gasoline |  | Steel | Steel |  | Painted or None | Steel |  | 1901-01-01 | [15 empty] | UST Currently In Use: 0; UST Temp Close: 0; AST Currently In Use: 0; AST Temp Closed: 0 | 0 | 0 | 2 | 17686-053-002197 | RANDY JORDAN
39767 | Permanently Closed | 2009-05-16 | 1987-01-01 | 2010-04-29 | Petroleum | Unleaded gasoline | Unleaded gasoline | Retail | Steel | Steel | Coated & cathodic protection (sti-P3) |  | Fiberglass reinforced plastic |  | 1901-01-01 |  | Catchment Basin, Single walled catchment basin | Automatic shutoff device At 95% full | Automatic shutoff device At 95% full |  |  | Statistical Inventory Reconciliation (SIR) | [8 empty] | UST Currently In Use: 0; UST Temp Close: 0; AST Currently In Use: 0; AST Temp Closed: 0 | 0 | 0 | 2 | 16709-097-014549 | WAYNE KELLY
39768 | Permanently Closed | 2009-05-16 | 1987-01-01 | 2010-04-29 | Petroleum | Premium gasoline | Premium gasoline | Retail | Steel | Steel | Coated & cathodic protection (sti-P3) |  | Fiberglass reinforced plastic |  | 1901-01-01 |  | Catchment Basin, Single walled catchment basin | Automatic shutoff device At 95% full | Automatic shutoff device At 95% full |  |  | Statistical Inventory Reconciliation (SIR) | [8 empty] | UST Currently In Use: 0; UST Temp Close: 0; AST Currently In Use: 0; AST Temp Closed: 0 | 0 | 0 | 2 | 16709-097-014549 | WAYNE KELLY
39769 | Permanently Closed | 1992-06-11 | 1969-01-01 | 1992-06-11 | Petroleum | Used oil | Used oil | [7 empty] | 1901-01-01 | [15 empty] | UST Currently In Use: 0; UST Temp Close: 0; AST Currently In Use: 0; AST Temp Closed: 0 | 0 | 0 | 1 | 16711-033-014654 | COLBERT COMMUNITY BUILDERS INC
39770 | Permanently Closed | 1989-11-11 | 1969-01-01 | 1995-09-01 | Petroleum | Used oil | Used oil | [7 empty] | 1901-01-01 | [15 empty] | UST Currently In Use: 0; UST Temp Close: 0; AST Currently In Use: 0; AST Temp Closed: 0 | 0 | 0 | 1 | 16711-033-014655 | COLBERT COMMUNITY BUILDERS INC
39771 | Currently in Use |  | 1988-07-01 |  | Petroleum | Unleaded gasoline | Unleaded gasoline | Retail | Single Wall, Steel | Steel | Coated & cathodic protection (sti-P3), Field installed cathodic protection |  | Single Wall, Steel |  |  | Field installed cathodic protection | Catchment Basin, Single walled catchment basin | Automatic shutoff device At 95% full | Automatic shutoff device At 95% full |  |  | Statistical Inventory Reconciliation (SIR) | [8 empty] | UST Currently In Use: 3; UST Temp Close: 0; AST Currently In Use: 0; AST Temp Closed: 0 | 3 | 0 | 0 | 23235-121-014656 | JOHAINA POONAWALLA
39772 | Currently in Use |  | 1988-07-01 |  | Petroleum | Unleaded gasoline | Unleaded gasoline | Retail | Single Wall, Steel | Steel | Coated & cathodic protection (sti-P3), Field installed cathodic protection |  | Single Wall, Steel |  |  | Field installed cathodic protection | Catchment Basin, Single walled catchment basin | Automatic shutoff device At 95% full | Automatic shutoff device At 95% full |  |  | Statistical Inventory Reconciliation (SIR) | [8 empty] | UST Currently In Use: 3; UST Temp Close: 0; AST Currently In Use: 0; AST Temp Closed: 0 | 3 | 0 | 0 | 23235-121-014656 | JOHAINA POONAWALLA
39773 | Currently in Use |  | 1988-07-01 |  | Petroleum | Premium gasoline | Premium gasoline | Retail | Single Wall, Steel | Steel | Coated & cathodic protection (sti-P3), Field installed cathodic protection |  | Single Wall, Steel |  |  | Field installed cathodic protection | Catchment Basin, Single walled catchment basin | Automatic shutoff device At 95% full | Automatic shutoff device At 95% full |  |  | Statistical Inventory Reconciliation (SIR) | [8 empty] | UST Currently In Use: 3; UST Temp Close: 0; AST Currently In Use: 0; AST Temp Closed: 0 | 3 | 0 | 0 | 23235-121-014656 | JOHAINA POONAWALLA
39775 | Retired | 1988-08-08 | 1976-01-01 |  | Petroleum | Unleaded gasoline | Unleaded gasoline |  | Fiberglass reinforced plastic | Fiberglass reinforced plastic |  |  | Steel |  | 1901-01-01 | [15 empty] | UST Currently In Use: 0; UST Temp Close: 0; AST Currently In Use: 0; AST Temp Closed: 0 | 0 | 0 | 0 | 16713-127-014658 | EMMA MORGAN
39776 | Retired | 1988-08-08 | 1976-01-01 |  | Petroleum | Unleaded gasoline | Unleaded gasoline |  | Fiberglass reinforced plastic | Fiberglass reinforced plastic |  |  | Steel |  | 1901-01-01 | [15 empty] | UST Currently In Use: 0; UST Temp Close: 0; AST Currently In Use: 0; AST Temp Closed: 0 | 0 | 0 | 0 | 16713-127-014658 | EMMA MORGAN
39777 | Retired | 1988-08-08 | 1974-01-01 |  | Petroleum | Unleaded gasoline | Unleaded gasoline |  | Steel | Steel |  |  | Steel |  | 1901-01-01 | [15 empty] | UST Currently In Use: 0; UST Temp Close: 0; AST Currently In Use: 0; AST Temp Closed: 0 | 0 | 0 | 0 | 16713-127-014658 | EMMA MORGAN
39778 | Permanently Closed | 1992-01-04 | 1983-01-01 | 1994-01-04 | Petroleum | Other, NEW OIL | Other | [7 empty] | 1901-01-01 | [15 empty] | UST Currently In Use: 0; UST Temp Close: 0; AST Currently In Use: 0; AST Temp Closed: 0 | 0 | 0 | 4 | 16714-073-014659 | ITS INVESTMENT CO
39779 | Permanently Closed | 1992-01-04 | 1983-01-01 | 1994-01-04 | Petroleum | Other, NEW OIL | Other | [7 empty] | 1901-01-01 | [15 empty] | UST Currently In Use: 0; UST Temp Close: 0; AST Currently In Use: 0; AST Temp Closed: 0 | 0 | 0 | 4 | 16714-073-014659 | ITS INVESTMENT CO
39780 | Permanently Closed | 1992-01-04 | 1983-01-01 | 1994-01-04 | Petroleum | Other, NEW OIL | Other | [7 empty] | 1901-01-01 | [15 empty] | UST Currently In Use: 0; UST Temp Close: 0; AST Currently In Use: 0; AST Temp Closed: 0 | 0 | 0 | 4 | 16714-073-014659 | ITS INVESTMENT CO
39781 | Permanently Closed | 1994-01-04 | 1983-01-01 | 1994-01-04 | Petroleum | Used oil | Used oil | [7 empty] | 1901-01-01 | [15 empty] | UST Currently In Use: 0; UST Temp Close: 0; AST Currently In Use: 0; AST Temp Closed: 0 | 0 | 0 | 4 | 16714-073-014659 | ITS INVESTMENT CO
39782 | Permanently Closed | 2020-05-13 | 1989-01-01 | 2020-05-13 | Petroleum | On road diesel | On road diesel | Industrial | Fiberglass reinforced plastic, Single Wall, 12K-10K | Single Wall |  |  | Double Wall, Flexible |  |  |  | Catchment Basin, Single walled catchment basin | Automatic shutoff device At 95% full | Automatic shutoff device At 95% full |  |  | Automatic Tank Gauge | Double walled submersible pump containment sump | Automatic flow restrictor (MLLD), Containment Sump | Containment Sump | Interstitial Monitoring within Secondary Containment | SENSOR TO ATG | Continuous alarm system | Continuous alarm system |  | UST Currently In Use: 0; UST Temp Close: 0; AST Currently In Use: 0; AST Temp Closed: 0 | 0 | 0 | 2 | 14262-073-014660 | Ryder System Inc.
39784 | Permanently Closed | 1998-10-17 | 1989-01-01 | 1998-10-17 | Petroleum | Used oil | Used oil | Industrial | Fiberglass reinforced plastic | Fiberglass reinforced plastic |  |  | Fiberglass reinforced plastic, Flexible |  |  |  | Catchment Basin, EXEMPT | Flow Rest 90% Full, EXEMPT | Flow Rest 90% Full |  |  | Automatic Tank Gauge | [8 empty] | UST Currently In Use: 0; UST Temp Close: 0; AST Currently In Use: 0; AST Temp Closed: 0 | 0 | 0 | 2 | 14262-073-014660 | Ryder System Inc.
39785 | Temporary Closed | 2016-07-31 | 1955-01-01 |  | Petroleum | Unleaded gasoline | Unleaded gasoline | Retail | Steel | Steel | Field installed cathodic protection |  | Steel |  |  | Field installed cathodic protection | Catchment Basin, Single walled catchment basin | Flow Rest 90% Full | Flow Rest 90% Full |  |  | Statistical Inventory Reconciliation (SIR) | [8 empty] | UST Currently In Use: 0; UST Temp Close: 2; AST Currently In Use: 0; AST Temp Closed: 0 | 0 | 2 | 3 | 24889-131-001120 | ROBIN F COLEMAN
39786 | Temporary Closed | 2016-07-31 | 1955-01-01 |  | Petroleum | Premium gasoline | Premium gasoline | Retail | Steel | Steel | Field installed cathodic protection |  | Steel |  |  | Field installed cathodic protection | Catchment Basin, Single walled catchment basin | Flow Rest 90% Full | Flow Rest 90% Full |  |  | Statistical Inventory Reconciliation (SIR) | [8 empty] | UST Currently In Use: 0; UST Temp Close: 2; AST Currently In Use: 0; AST Temp Closed: 0 | 0 | 2 | 3 | 24889-131-001120 | ROBIN F COLEMAN
39787 | Permanently Closed | 1998-12-21 | 1968-01-01 | 1999-11-22 | Petroleum | On road diesel | On road diesel |  | Steel | Steel | Field installed cathodic protection |  | Steel |  | 1901-01-01 | Field installed cathodic protection | [5 empty] | Statistical Inventory Reconciliation (SIR) | [8 empty] | UST Currently In Use: 0; UST Temp Close: 2; AST Currently In Use: 0; AST Temp Closed: 0 | 0 | 2 | 3 | 24889-131-001120 | ROBIN F COLEMAN
39788 | Permanently Closed | 1998-12-21 | 1951-01-01 | 1999-11-22 | Petroleum | Kerosene | Kerosene |  | Steel | Steel | Field installed cathodic protection |  | Steel |  | 1901-01-01 | Field installed cathodic protection | [5 empty] | Statistical Inventory Reconciliation (SIR) | [8 empty] | UST Currently In Use: 0; UST Temp Close: 2; AST Currently In Use: 0; AST Temp Closed: 0 | 0 | 2 | 3 | 24889-131-001120 | ROBIN F COLEMAN
39789 | Permanently Closed | 1998-12-21 | 1951-01-01 | 1999-11-22 | Petroleum | Unleaded gasoline | Unleaded gasoline |  | Steel | Steel |  |  | Steel |  | 1901-01-01 | [6 empty] | Statistical Inventory Reconciliation (SIR) | [8 empty] | UST Currently In Use: 0; UST Temp Close: 2; AST Currently In Use: 0; AST Temp Closed: 0 | 0 | 2 | 3 | 24889-131-001120 | ROBIN F COLEMAN
39790 | Permanently Closed | 1991-01-01 | 1977-01-01 | 1991-01-01 | Petroleum | Unleaded gasoline | Unleaded gasoline | [7 empty] | 1901-01-01 | [15 empty] | UST Currently In Use: 0; UST Temp Close: 0; AST Currently In Use: 0; AST Temp Closed: 0 | 0 | 0 | 2 | 16717-091-014661 | SARA HURST
39791 | Permanently Closed | 1991-01-01 | 1977-01-01 | 1991-01-01 | Petroleum | Unleaded gasoline | Unleaded gasoline | [7 empty] | 1901-01-01 | [15 empty] | UST Currently In Use: 0; UST Temp Close: 0; AST Currently In Use: 0; AST Temp Closed: 0 | 0 | 0 | 2 | 16717-091-014661 | SARA HURST
39792 | Permanently Closed | 1997-04-01 | 1981-01-01 | 1997-06-21 | Petroleum | Unleaded gasoline | Unleaded gasoline | Retail | Steel | Steel |  | Painted or None | Steel |  | 1901-01-01 | [15 empty] | UST Currently In Use: 0; UST Temp Close: 0; AST Currently In Use: 0; AST Temp Closed: 0 | 0 | 0 | 2 | 16718-045-014662 | M C SPIVEY
39793 | Permanently Closed | 1997-04-01 | 1981-01-01 | 1997-06-21 | Petroleum | Unleaded gasoline | Unleaded gasoline | Retail | Steel | Steel |  | Painted or None | Steel |  | 1901-01-01 | [15 empty] | UST Currently In Use: 0; UST Temp Close: 0; AST Currently In Use: 0; AST Temp Closed: 0 | 0 | 0 | 2 | 16718-045-014662 | M C SPIVEY
39794 | Permanently Closed | 1992-03-27 | 1961-01-01 | 1992-03-27 | Petroleum | Unleaded gasoline | Unleaded gasoline |  | Steel | Steel |  | Painted or None | Steel |  | 1901-01-01 | [15 empty] | UST Currently In Use: 0; UST Temp Close: 0; AST Currently In Use: 0; AST Temp Closed: 0 | 0 | 0 | 3 | 14703-013-010170 | STINSON PETROLEUM COMPANY INC.
39795 | Permanently Closed | 1992-03-27 | 1961-01-01 | 1992-03-27 | Petroleum | Unleaded gasoline | Unleaded gasoline |  | Steel | Steel |  | Painted or None | Steel |  | 1901-01-01 | [15 empty] | UST Currently In Use: 0; UST Temp Close: 0; AST Currently In Use: 0; AST Temp Closed: 0 | 0 | 0 | 3 | 14703-013-010170 | STINSON PETROLEUM COMPANY INC.
39796 | Permanently Closed | 1992-03-27 | 1961-01-01 | 1992-03-27 | Petroleum | Unleaded gasoline | Unleaded gasoline |  | Steel | Steel |  | Painted or None | Steel |  | 1901-01-01 | [15 empty] | UST Currently In Use: 0; UST Temp Close: 0; AST Currently In Use: 0; AST Temp Closed: 0 | 0 | 0 | 3 | 14703-013-010170 | STINSON PETROLEUM COMPANY INC.
39797 | Permanently Closed | 1992-12-17 | 1978-01-01 | 1992-12-17 | Petroleum | On road diesel | On road diesel |  | Steel | Steel |  | Painted or None | Steel |  | 1901-01-01 | [15 empty] | UST Currently In Use: 0; UST Temp Close: 0; AST Currently In Use: 0; AST Temp Closed: 0 | 0 | 0 | 2 | 16720-099-010190 | JAMES BROOKS
39798 | Permanently Closed | 1992-12-17 | 1978-01-01 | 1992-12-17 | Petroleum | On road diesel | On road diesel |  | Steel | Steel |  | Painted or None | Steel |  | 1901-01-01 | [15 empty] | UST Currently In Use: 0; UST Temp Close: 0; AST Currently In Use: 0; AST Temp Closed: 0 | 0 | 0 | 2 | 16720-099-010190 | JAMES BROOKS
39799 | Permanently Closed | 1988-12-01 | 1965-01-01 | 1988-12-01 | Petroleum | Unleaded gasoline | Unleaded gasoline |  | Steel | Steel |  | Painted or None | Steel |  | 1901-01-01 | [15 empty] | UST Currently In Use: 0; UST Temp Close: 0; AST Currently In Use: 0; AST Temp Closed: 0 | 0 | 0 | 3 | 16721-013-010171 | WILLIE LEE FIELDS
39800 | Permanently Closed | 1988-12-01 | 1965-01-01 | 1988-12-01 | Petroleum | Unleaded gasoline | Unleaded gasoline |  | Steel | Steel |  | Painted or None | Steel |  | 1901-01-01 | [15 empty] | UST Currently In Use: 0; UST Temp Close: 0; AST Currently In Use: 0; AST Temp Closed: 0 | 0 | 0 | 3 | 16721-013-010171 | WILLIE LEE FIELDS
39801 | Permanently Closed | 1988-12-01 | 1978-01-01 | 1988-12-01 | Petroleum | Unleaded gasoline | Unleaded gasoline |  | Steel | Steel |  | Painted or None | Steel |  | 1901-01-01 | [15 empty] | UST Currently In Use: 0; UST Temp Close: 0; AST Currently In Use: 0; AST Temp Closed: 0 | 0 | 0 | 3 | 16721-013-010171 | WILLIE LEE FIELDS
39802 | Permanently Closed | 1997-10-01 | 1970-01-01 | 1998-01-26 | Petroleum | Unleaded gasoline | Unleaded gasoline | Local government | Steel | Steel |  |  | Steel |  | 1901-01-01 | [15 empty] | UST Currently In Use: 0; UST Temp Close: 0; AST Currently In Use: 0; AST Temp Closed: 0 | 0 | 0 | 2 | 16722-003-014663 | CITY OF BAY MINETTE
39803 | Permanently Closed | 1998-10-01 | 1985-01-01 | 1998-01-26 | Petroleum | On road diesel | On road diesel | Local government | Steel | Steel |  |  | Steel |  | 1901-01-01 | [15 empty] | UST Currently In Use: 0; UST Temp Close: 0; AST Currently In Use: 0; AST Temp Closed: 0 | 0 | 0 | 2 | 16722-003-014663 | CITY OF BAY MINETTE
39804 | Permanently Closed | 1991-01-23 | 1965-01-01 | 1991-01-23 | Petroleum | Used oil | Used oil |  | Steel | Steel |  |  |  |  | 1901-01-01 | [15 empty] | UST Currently In Use: 0; UST Temp Close: 0; AST Currently In Use: 0; AST Temp Closed: 0 | 0 | 0 | 1 | 16723-097-014664 | ONEILL AND COMPANY
39805 | Retired | 1988-12-22 | 1955-01-01 |  | Petroleum | Unleaded gasoline | Unleaded gasoline |  | Steel | Steel |  |  | Steel |  | 1901-01-01 | [15 empty] | UST Currently In Use: 0; UST Temp Close: 0; AST Currently In Use: 0; AST Temp Closed: 0 | 0 | 0 | 0 | 16724-003-014665 | PEGGY AND WILKIE TEDDER
39806 | Retired | 1988-12-22 | 1955-01-01 |  | Petroleum | Unleaded gasoline | Unleaded gasoline |  | Steel | Steel |  |  | Steel |  | 1901-01-01 | [15 empty] | UST Currently In Use: 0; UST Temp Close: 0; AST Currently In Use: 0; AST Temp Closed: 0 | 0 | 0 | 0 | 16724-003-014665 | PEGGY AND WILKIE TEDDER
39807 | Retired | 1988-12-22 | 1970-01-01 |  | Petroleum | Unleaded gasoline | Unleaded gasoline |  | Steel | Steel |  |  | Steel |  | 1901-01-01 | [15 empty] | UST Currently In Use: 0; UST Temp Close: 0; AST Currently In Use: 0; AST Temp Closed: 0 | 0 | 0 | 0 | 16724-003-014665 | PEGGY AND WILKIE TEDDER
39808 | Cannot Locate or abandoned | 1994-01-01 | 1969-01-01 |  | Petroleum | Unleaded gasoline | Unleaded gasoline |  | Steel | Steel |  |  | Steel |  | 1901-01-01 | [15 empty] | UST Currently In Use: 0; UST Temp Close: 0; AST Currently In Use: 0; AST Temp Closed: 0 | 0 | 0 | 0 | 16725-103-014588 | ARLIN HALE
39809 | Cannot Locate or abandoned | 1994-01-01 | 1969-01-01 |  | Petroleum | Unleaded gasoline | Unleaded gasoline |  | Steel | Steel |  |  | Steel |  | 1901-01-01 | [15 empty] | UST Currently In Use: 0; UST Temp Close: 0; AST Currently In Use: 0; AST Temp Closed: 0 | 0 | 0 | 0 | 16725-103-014588 | ARLIN HALE
39810 | Permanently Closed | 1999-02-05 | 1983-01-01 | 1999-02-05 | Petroleum | Unleaded gasoline | Unleaded gasoline |  | Steel | Steel | Coated & cathodic protection (sti-P3) |  | Fiberglass reinforced plastic, Steel |  | 1901-01-01 | [15 empty] | UST Currently In Use: 0; UST Temp Close: 0; AST Currently In Use: 0; AST Temp Closed: 0 | 0 | 0 | 3 | 17244-083-014589 | BETTY AND MARTY BATES
39811 | Permanently Closed | 1999-02-05 | 1983-01-01 | 1999-02-05 | Petroleum | Unleaded gasoline | Unleaded gasoline |  | Steel | Steel | Coated & cathodic protection (sti-P3) |  | Fiberglass reinforced plastic, Steel |  | 1901-01-01 | [15 empty] | UST Currently In Use: 0; UST Temp Close: 0; AST Currently In Use: 0; AST Temp Closed: 0 | 0 | 0 | 3 | 17244-083-014589 | BETTY AND MARTY BATES
39812 | Permanently Closed | 2011-01-01 | 1986-01-01 | 2015-05-15 | Petroleum | Kerosene | Kerosene | Retail | Steel | Steel | Field installed cathodic protection |  | Steel |  |  | Field installed cathodic protection | Catchment Basin, Single walled catchment basin | Automatic shutoff device At 95% full | Automatic shutoff device At 95% full |  |  | Statistical Inventory Reconciliation (SIR) | [8 empty] | UST Currently In Use: 2; UST Temp Close: 0; AST Currently In Use: 0; AST Temp Closed: 0 | 2 | 0 | 4 | 22888-011-014590 | PREM PROPERTIES LLC
39813 | Permanently Closed | 2015-05-14 | 1986-01-01 | 2015-05-14 | Petroleum | Unleaded gasoline | Unleaded gasoline | Retail | Steel | Steel | Field installed cathodic protection |  | Steel |  |  | Field installed cathodic protection | Catchment Basin, Single walled catchment basin | Automatic shutoff device At 95% full | Automatic shutoff device At 95% full |  |  | Statistical Inventory Reconciliation (SIR) | [5 empty] | Statistical inventory reconciliation (SIR) | Statistical inventory reconciliation (SIR) |  | UST Currently In Use: 2; UST Temp Close: 0; AST Currently In Use: 0; AST Temp Closed: 0 | 2 | 0 | 4 | 22888-011-014590 | PREM PROPERTIES LLC
39814 | Permanently Closed | 2011-01-01 | 1986-01-01 | 2015-05-14 | Petroleum | Mid-grade gasoline | Mid-grade gasoline | Retail | Steel | Steel | Coated & cathodic protection (sti-P3), Field installed cathodic protection |  | Steel |  |  | Field installed cathodic protection | Catchment Basin, Single walled catchment basin | Automatic shutoff device At 95% full | Automatic shutoff device At 95% full |  |  | Statistical Inventory Reconciliation (SIR) | [5 empty] | Statistical inventory reconciliation (SIR) | Statistical inventory reconciliation (SIR) |  | UST Currently In Use: 2; UST Temp Close: 0; AST Currently In Use: 0; AST Temp Closed: 0 | 2 | 0 | 4 | 22888-011-014590 | PREM PROPERTIES LLC
39815 | Permanently Closed | 2015-05-14 | 1986-01-01 | 2015-05-14 | Petroleum | Unleaded gasoline | Unleaded gasoline | Retail | Steel | Steel | Field installed cathodic protection |  | Steel |  |  | Field installed cathodic protection | Catchment Basin, Single walled catchment basin | Automatic shutoff device At 95% full | Automatic shutoff device At 95% full |  |  | Statistical Inventory Reconciliation (SIR) | [5 empty] | Statistical inventory reconciliation (SIR) | Statistical inventory reconciliation (SIR) |  | UST Currently In Use: 2; UST Temp Close: 0; AST Currently In Use: 0; AST Temp Closed: 0 | 2 | 0 | 4 | 22888-011-014590 | PREM PROPERTIES LLC
39817 | Permanently Closed | 1901-01-01 | 1982-01-01 | 1990-05-15 | Petroleum | Unleaded gasoline | Unleaded gasoline |  | Steel | Steel |  | Painted or None | Steel |  | 1901-01-01 | [15 empty] | UST Currently In Use: 0; UST Temp Close: 0; AST Currently In Use: 0; AST Temp Closed: 0 | 0 | 0 | 2 | 16729-015-014592 | DEFENCE RESEARCH INC
39818 | Permanently Closed | 1901-01-01 | 1982-01-01 | 1990-05-15 | Petroleum | On road diesel | On road diesel |  | Steel | Steel |  | Painted or None | Steel |  | 1901-01-01 | [15 empty] | UST Currently In Use: 0; UST Temp Close: 0; AST Currently In Use: 0; AST Temp Closed: 0 | 0 | 0 | 2 | 16729-015-014592 | DEFENCE RESEARCH INC
39819 | Permanently Closed | 1991-07-22 | 1971-01-01 | 1991-07-22 | Petroleum | Unleaded gasoline | Unleaded gasoline |  | Steel | Steel |  |  |  |  | 1901-01-01 | [15 empty] | UST Currently In Use: 0; UST Temp Close: 0; AST Currently In Use: 0; AST Temp Closed: 0 | 0 | 0 | 6 | 16730-079-014598 | RICKEY JOHNSON
39820 | Permanently Closed | 1991-07-22 | 1971-01-01 | 1991-07-22 | Petroleum | Unleaded gasoline | Unleaded gasoline |  | Steel | Steel |  |  |  |  | 1901-01-01 | [15 empty] | UST Currently In Use: 0; UST Temp Close: 0; AST Currently In Use: 0; AST Temp Closed: 0 | 0 | 0 | 6 | 16730-079-014598 | RICKEY JOHNSON
39821 | Permanently Closed | 1991-07-22 | 1971-01-01 | 1991-07-22 | Petroleum | Unleaded gasoline | Unleaded gasoline |  | Steel | Steel |  |  |  |  | 1901-01-01 | [15 empty] | UST Currently In Use: 0; UST Temp Close: 0; AST Currently In Use: 0; AST Temp Closed: 0 | 0 | 0 | 6 | 16730-079-014598 | RICKEY JOHNSON
39822 | Currently in Use |  | 1988-04-01 |  | Petroleum | Unleaded gasoline | Unleaded gasoline | Retail | Single Wall, Steel | Steel | Coated & cathodic protection (sti-P3), Interior lined (not allowed as a standalone method of corrosion protection) |  | Fiberglass reinforced plastic, Single Wall |  |  | Other, FLXS ISOLA | Catchment Basin, Single walled catchment basin | Automatic shutoff device At 95% full | Automatic shutoff device At 95% full |  |  | Statistical Inventory Reconciliation (SIR) | Direct Bury submersible pump | Automatic flow restrictor (MLLD) | Automatic flow restrictor (MLLD) |  |  | Statistical inventory reconciliation (SIR) | Statistical inventory reconciliation (SIR) |  | UST Currently In Use: 3; UST Temp Close: 0; AST Currently In Use: 0; AST Temp Closed: 0 | 3 | 0 | 0 | 23750-077-014700 | MAHENDRA PATEL
39824 | Currently in Use |  | 1988-01-01 |  | Petroleum | Premium gasoline | Premium gasoline | Retail | Single Wall, Steel | Steel | Coated & cathodic protection (sti-P3), Interior lined (not allowed as a standalone method of corrosion protection) |  | Fiberglass reinforced plastic, Single Wall |  |  | Other, FLXS ISOLA | Catchment Basin, Single walled catchment basin | Automatic shutoff device At 95% full | Automatic shutoff device At 95% full |  |  | Statistical Inventory Reconciliation (SIR) | Direct Bury submersible pump | Automatic flow restrictor (MLLD) | Automatic flow restrictor (MLLD) |  |  | Statistical inventory reconciliation (SIR) | Statistical inventory reconciliation (SIR) |  | UST Currently In Use: 3; UST Temp Close: 0; AST Currently In Use: 0; AST Temp Closed: 0 | 3 | 0 | 0 | 23750-077-014700 | MAHENDRA PATEL
39825 | Currently in Use |  | 1989-01-01 |  | Petroleum | On road diesel | On road diesel | Retail | Fiberglass reinforced plastic, Single Wall | Single Wall |  |  | Fiberglass reinforced plastic, Single Wall |  |  |  | Catchment Basin, Single walled catchment basin | Flow Rest 90% Full | Flow Rest 90% Full |  |  | Statistical Inventory Reconciliation (SIR) | Direct Bury submersible pump | Automatic flow restrictor (MLLD) | Automatic flow restrictor (MLLD) |  |  | Statistical inventory reconciliation (SIR) | Statistical inventory reconciliation (SIR) |  | UST Currently In Use: 3; UST Temp Close: 0; AST Currently In Use: 0; AST Temp Closed: 0 | 3 | 0 | 0 | 23750-077-014700 | MAHENDRA PATEL
39826 | Permanently Closed | 2001-10-18 | 1972-01-01 | 2001-10-18 | Petroleum | Unleaded gasoline | Unleaded gasoline |  | Steel | Steel | Field installed cathodic protection |  | Fiberglass reinforced plastic, Steel |  | 1901-01-01 |  | Catchment Basin, Single walled catchment basin | Flow Rest 90% Full | Flow Rest 90% Full |  |  | Automatic Tank Gauge |  |  |  | Interstitial Monitoring within Secondary Containment |  |  |  |  | UST Currently In Use: 3; UST Temp Close: 0; AST Currently In Use: 0; AST Temp Closed: 0 | 3 | 0 | 5 | 22176-049-014701 | Circle K Stores, Inc.
39827 | Permanently Closed | 2001-10-18 | 1972-01-01 | 2001-10-18 | Petroleum | Unleaded gasoline | Unleaded gasoline |  | Steel | Steel | Field installed cathodic protection |  | Fiberglass reinforced plastic, Steel |  | 1901-01-01 |  | Catchment Basin, Single walled catchment basin | Flow Rest 90% Full | Flow Rest 90% Full |  |  | Automatic Tank Gauge |  |  |  |  | INTERSTITIAL BARRIER |  |  |  | UST Currently In Use: 3; UST Temp Close: 0; AST Currently In Use: 0; AST Temp Closed: 0 | 3 | 0 | 5 | 22176-049-014701 | Circle K Stores, Inc.
39828 | Permanently Closed | 2001-10-18 | 1972-01-01 | 2001-10-18 | Petroleum | On road diesel | On road diesel |  | Steel | Steel | Field installed cathodic protection |  | Fiberglass reinforced plastic, Steel |  | 1901-01-01 |  | Catchment Basin, Single walled catchment basin | Flow Rest 90% Full | Flow Rest 90% Full |  |  | Automatic Tank Gauge |  |  |  | Interstitial Monitoring within Secondary Containment |  |  |  |  | UST Currently In Use: 3; UST Temp Close: 0; AST Currently In Use: 0; AST Temp Closed: 0 | 3 | 0 | 5 | 22176-049-014701 | Circle K Stores, Inc.
39829 | Permanently Closed | 2001-10-18 | 1972-01-01 | 2001-10-18 | Petroleum | On road diesel | On road diesel |  | Steel | Steel | Field installed cathodic protection |  | Fiberglass reinforced plastic, Steel |  | 1901-01-01 |  | Catchment Basin, Single walled catchment basin | Flow Rest 90% Full | Flow Rest 90% Full |  |  | Automatic Tank Gauge |  |  |  | Interstitial Monitoring within Secondary Containment |  |  |  |  | UST Currently In Use: 3; UST Temp Close: 0; AST Currently In Use: 0; AST Temp Closed: 0 | 3 | 0 | 5 | 22176-049-014701 | Circle K Stores, Inc.
39830 | Permanently Closed | 2001-10-18 | 1972-01-01 | 2001-10-18 | Petroleum | On road diesel | On road diesel |  | Steel | Steel | Field installed cathodic protection |  | Fiberglass reinforced plastic, Steel |  | 1901-01-01 |  | Catchment Basin, Single walled catchment basin | Flow Rest 90% Full | Flow Rest 90% Full |  |  | Automatic Tank Gauge |  |  |  | Interstitial Monitoring within Secondary Containment |  |  |  |  | UST Currently In Use: 3; UST Temp Close: 0; AST Currently In Use: 0; AST Temp Closed: 0 | 3 | 0 | 5 | 22176-049-014701 | Circle K Stores, Inc.
39831 | Currently in Use |  | 1988-01-01 |  | Petroleum | Unleaded gasoline | Unleaded gasoline | Retail | Single Wall, Steel | Steel | Coated & cathodic protection (sti-P3) |  | Fiberglass reinforced plastic, Single Wall |  | 1901-01-01 |  | Catchment Basin, Single walled catchment basin | Automatic shutoff device At 95% full | Automatic shutoff device At 95% full |  |  | Continuous Automatic Tank Gauge |  | Automatic flow restrictor (MLLD) | Automatic flow restrictor (MLLD) |  |  | Annual line testing | Annual line testing |  | UST Currently In Use: 3; UST Temp Close: 0; AST Currently In Use: 1; AST Temp Closed: 0 | 3 | 0 | 0 | 23598-071-014702 | R & R PARTNERSHIP
39832 | Currently in Use |  | 1988-01-01 |  | Petroleum | Unleaded gasoline | Unleaded gasoline | Retail | Single Wall, Steel | Steel | Coated & cathodic protection (sti-P3) |  | Fiberglass reinforced plastic, Single Wall |  | 1901-01-01 |  | Catchment Basin, Single walled catchment basin | Automatic shutoff device At 95% full | Automatic shutoff device At 95% full |  |  | Continuous Automatic Tank Gauge |  | Automatic flow restrictor (MLLD), MANIFOLDED | Automatic flow restrictor (MLLD) |  |  | Annual line testing | Annual line testing |  | UST Currently In Use: 3; UST Temp Close: 0; AST Currently In Use: 1; AST Temp Closed: 0 | 3 | 0 | 0 | 23598-071-014702 | R & R PARTNERSHIP
39833 | Currently in Use |  | 1988-01-01 |  | Petroleum | Premium gasoline | Premium gasoline | Retail | Single Wall, Steel | Steel | Coated & cathodic protection (sti-P3) |  | Fiberglass reinforced plastic, Single Wall |  | 1901-01-01 |  | Catchment Basin, Single walled catchment basin | Automatic shutoff device At 95% full | Automatic shutoff device At 95% full |  |  | Continuous Automatic Tank Gauge |  | Automatic flow restrictor (MLLD) | Automatic flow restrictor (MLLD) |  |  | Annual line testing | Annual line testing |  | UST Currently In Use: 3; UST Temp Close: 0; AST Currently In Use: 1; AST Temp Closed: 0 | 3 | 0 | 0 | 23598-071-014702 | R & R PARTNERSHIP
39834 | Permanently Closed | 1998-11-10 | 1989-01-01 | 1998-11-10 | Petroleum | Unleaded gasoline | Unleaded gasoline |  | Fiberglass reinforced plastic | Fiberglass reinforced plastic |  |  | Fiberglass reinforced plastic |  | 1901-01-01 | [6 empty] | Automatic Tank Gauge | [5 empty] | Annual line testing | Annual line testing |  | UST Currently In Use: 0; UST Temp Close: 0; AST Currently In Use: 0; AST Temp Closed: 0 | 0 | 0 | 1 | 16734-095-014706 | ARAB CITY BOARD OF EDUCATION
39835 | Permanently Closed | 1991-09-27 | 1976-01-01 |  | Petroleum | Unleaded gasoline | Unleaded gasoline |  | Steel | Steel |  | Painted or None | Steel |  | 1901-01-01 | [15 empty] | UST Currently In Use: 0; UST Temp Close: 0; AST Currently In Use: 0; AST Temp Closed: 0 | 0 | 0 | 3 | 16735-077-014707 | ELDON S MCDANIEL
39836 | Permanently Closed | 1991-09-27 | 1976-01-01 |  | Petroleum | Unleaded gasoline | Unleaded gasoline |  | Steel | Steel |  | Painted or None | Steel |  | 1901-01-01 | [15 empty] | UST Currently In Use: 0; UST Temp Close: 0; AST Currently In Use: 0; AST Temp Closed: 0 | 0 | 0 | 3 | 16735-077-014707 | ELDON S MCDANIEL
39837 | Permanently Closed | 1991-09-27 | 1976-01-01 |  | Petroleum | Unleaded gasoline | Unleaded gasoline |  | Steel | Steel |  | Painted or None | Steel |  | 1901-01-01 | [15 empty] | UST Currently In Use: 0; UST Temp Close: 0; AST Currently In Use: 0; AST Temp Closed: 0 | 0 | 0 | 3 | 16735-077-014707 | ELDON S MCDANIEL
39838 | Permanently Closed | 1991-02-26 | 1979-01-01 | 1991-02-26 | Petroleum | Unleaded gasoline | Unleaded gasoline | State/federal government | Steel | Steel |  | Painted or None | Steel |  | 1901-01-01 | [15 empty] | UST Currently In Use: 0; UST Temp Close: 1; AST Currently In Use: 0; AST Temp Closed: 0 | 0 | 1 | 2 | 16736-033-014709 | SHOALS COMMUNITY COLLEGE
39839 | Permanently Closed | 1991-02-26 | 1966-01-01 | 1991-02-26 | Petroleum | Unleaded gasoline | Unleaded gasoline | State/federal government | Steel | Steel |  | Painted or None | Steel |  | 1901-01-01 | [15 empty] | UST Currently In Use: 0; UST Temp Close: 1; AST Currently In Use: 0; AST Temp Closed: 0 | 0 | 1 | 2 | 16736-033-014709 | SHOALS COMMUNITY COLLEGE
39840 | Permanently Closed | 1995-09-14 | 1901-01-01 | 1995-09-14 | Petroleum | Unleaded gasoline | Unleaded gasoline |  | Steel | Steel |  | Painted or None | Steel |  | 1901-01-01 | [6 empty] | Statistical Inventory Reconciliation (SIR) | [5 empty] | Statistical inventory reconciliation (SIR) | Statistical inventory reconciliation (SIR) |  | UST Currently In Use: 0; UST Temp Close: 0; AST Currently In Use: 0; AST Temp Closed: 0 | 0 | 0 | 3 | 16737-103-014710 | JOHN H MCKELVEY
39841 | Permanently Closed | 1995-09-14 | 1901-01-01 | 1995-09-14 | Petroleum | Unleaded gasoline | Unleaded gasoline |  | Steel | Steel |  | Painted or None | Steel |  | 1901-01-01 | [6 empty] | Statistical Inventory Reconciliation (SIR) | [5 empty] | Statistical inventory reconciliation (SIR) | Statistical inventory reconciliation (SIR) |  | UST Currently In Use: 0; UST Temp Close: 0; AST Currently In Use: 0; AST Temp Closed: 0 | 0 | 0 | 3 | 16737-103-014710 | JOHN H MCKELVEY
39842 | Permanently Closed | 1995-09-14 | 1901-01-01 | 1995-09-14 | Petroleum | Unleaded gasoline | Unleaded gasoline |  | Steel | Steel |  | Painted or None | Steel |  | 1901-01-01 | [6 empty] | Statistical Inventory Reconciliation (SIR) | [5 empty] | Statistical inventory reconciliation (SIR) | Statistical inventory reconciliation (SIR) |  | UST Currently In Use: 0; UST Temp Close: 0; AST Currently In Use: 0; AST Temp Closed: 0 | 0 | 0 | 3 | 16737-103-014710 | JOHN H MCKELVEY
39843 | Permanently Closed | 1991-11-29 | 1971-01-01 | 1991-11-29 | Petroleum | Unleaded gasoline | Unleaded gasoline |  | Steel | Steel |  | Painted or None | Steel |  | 1901-01-01 | [15 empty] | UST Currently In Use: 0; UST Temp Close: 0; AST Currently In Use: 0; AST Temp Closed: 0 | 0 | 0 | 3 | 16738-055-005728 | PAUL H JONES
39844 | Permanently Closed | 1991-11-29 | 1971-01-01 | 1991-11-29 | Petroleum | Unleaded gasoline | Unleaded gasoline |  | Steel | Steel |  | Painted or None | Steel |  | 1901-01-01 | [15 empty] | UST Currently In Use: 0; UST Temp Close: 0; AST Currently In Use: 0; AST Temp Closed: 0 | 0 | 0 | 3 | 16738-055-005728 | PAUL H JONES
39845 | Permanently Closed | 1991-11-29 | 1971-01-01 | 1991-11-29 | Petroleum | Unleaded gasoline | Unleaded gasoline |  | Steel | Steel |  | Painted or None | Steel |  | 1901-01-01 | [15 empty] | UST Currently In Use: 0; UST Temp Close: 0; AST Currently In Use: 0; AST Temp Closed: 0 | 0 | 0 | 3 | 16738-055-005728 | PAUL H JONES
39846 | Permanently Closed | 1990-12-11 | 1974-01-01 | 1990-12-11 | Petroleum | On road diesel | On road diesel |  | Steel | Steel |  | Painted or None | Steel |  | 1901-01-01 | [15 empty] | UST Currently In Use: 0; UST Temp Close: 0; AST Currently In Use: 0; AST Temp Closed: 0 | 0 | 0 | 2 | 21866-055-014711 | JEMISON-DEMSEY, LLC
39847 | Permanently Closed | 1990-12-11 | 1974-01-01 | 1990-12-11 | Petroleum | Unleaded gasoline | Unleaded gasoline |  | Steel | Steel |  | Painted or None | Steel |  | 1901-01-01 | [15 empty] | UST Currently In Use: 0; UST Temp Close: 0; AST Currently In Use: 0; AST Temp Closed: 0 | 0 | 0 | 2 | 21866-055-014711 | JEMISON-DEMSEY, LLC
39848 | Permanently Closed | 2011-05-30 | 1989-01-01 | 2012-04-24 | Petroleum | Unleaded gasoline | Unleaded gasoline | State/federal government | Steel | Steel | Coated & cathodic protection (sti-P3) |  | Fiberglass reinforced plastic |  | 1901-01-01 |  | Catchment Basin, Single walled catchment basin | Automatic shutoff device At 95% full | Automatic shutoff device At 95% full |  |  | Statistical Inventory Reconciliation (SIR) | [8 empty] | UST Currently In Use: 0; UST Temp Close: 0; AST Currently In Use: 0; AST Temp Closed: 0 | 0 | 0 | 1 | 16740-077-014712 | UNIVERSITY OF NORTH ALABAMA
39849 | Permanently Closed | 1992-03-19 | 1971-01-01 | 1992-03-19 | Petroleum | Other, OTHER | Other |  | Steel | Steel |  | Painted or None | Steel |  | 1901-01-01 | [15 empty] | UST Currently In Use: 0; UST Temp Close: 0; AST Currently In Use: 0; AST Temp Closed: 0 | 0 | 0 | 2 | 16741-097-014713 | ROADSIDE PIZZA CO
39850 | Permanently Closed | 1992-03-19 | 1971-01-01 | 1992-03-19 | Petroleum | Other, OTHER | Other |  | Steel | Steel |  | Painted or None | Steel |  | 1901-01-01 | [15 empty] | UST Currently In Use: 0; UST Temp Close: 0; AST Currently In Use: 0; AST Temp Closed: 0 | 0 | 0 | 2 | 16741-097-014713 | ROADSIDE PIZZA CO
39851 | Permanently Closed | 1992-11-23 | 1988-01-01 | 1992-11-23 | Petroleum | On road diesel | On road diesel |  | Steel | Steel |  |  | Steel |  | 1901-01-01 | [15 empty] | UST Currently In Use: 0; UST Temp Close: 0; AST Currently In Use: 0; AST Temp Closed: 0 | 0 | 0 | 4 | 16742-089-014715 | OAKWOOD COLLEGE
39852 | Permanently Closed | 2000-02-14 | 1988-01-01 | 2000-02-14 | Petroleum | Unleaded gasoline | Unleaded gasoline |  | Steel | Steel |  |  | Steel |  | 1901-01-01 | [12 empty] | Annual line testing | Annual line testing |  | UST Currently In Use: 0; UST Temp Close: 0; AST Currently In Use: 0; AST Temp Closed: 0 | 0 | 0 | 4 | 16742-089-014715 | OAKWOOD COLLEGE
39853 | Permanently Closed | 2000-02-14 | 1988-01-01 | 2000-02-14 | Petroleum | Unleaded gasoline | Unleaded gasoline |  | Steel | Steel |  |  | Steel |  | 1901-01-01 | [12 empty] | Annual line testing | Annual line testing |  | UST Currently In Use: 0; UST Temp Close: 0; AST Currently In Use: 0; AST Temp Closed: 0 | 0 | 0 | 4 | 16742-089-014715 | OAKWOOD COLLEGE
39854 | Permanently Closed | 2000-02-14 | 1988-01-01 | 2000-02-14 | Petroleum | Unleaded gasoline | Unleaded gasoline |  | Steel | Steel |  |  | Steel |  | 1901-01-01 | [15 empty] | UST Currently In Use: 0; UST Temp Close: 0; AST Currently In Use: 0; AST Temp Closed: 0 | 0 | 0 | 4 | 16742-089-014715 | OAKWOOD COLLEGE
39857 | Permanently Closed | 2011-01-25 | 1988-01-01 | 2018-07-26 | Petroleum | Unleaded gasoline | Unleaded gasoline | Retail | Steel | Steel | Coated & cathodic protection (sti-P3) |  | Fiberglass reinforced plastic |  |  |  | Catchment Basin, Single walled catchment basin | Automatic shutoff device At 95% full | Automatic shutoff device At 95% full | [11 empty] | UST Currently In Use: 0; UST Temp Close: 0; AST Currently In Use: 0; AST Temp Closed: 0 | 0 | 0 | 3 | 25323-089-014721 | SANJAY VASHISTH
39858 | Permanently Closed | 2011-01-25 | 1988-01-01 | 2018-07-26 | Petroleum | Mid-grade gasoline | Mid-grade gasoline | Retail | Steel | Steel | Coated & cathodic protection (sti-P3) |  | Fiberglass reinforced plastic |  |  |  | Catchment Basin, Single walled catchment basin | Automatic shutoff device At 95% full | Automatic shutoff device At 95% full | [11 empty] | UST Currently In Use: 0; UST Temp Close: 0; AST Currently In Use: 0; AST Temp Closed: 0 | 0 | 0 | 3 | 25323-089-014721 | SANJAY VASHISTH
39859 | Permanently Closed | 2011-01-25 | 1988-01-01 | 2018-07-26 | Petroleum | Premium gasoline | Premium gasoline | Retail | Steel | Steel | Coated & cathodic protection (sti-P3) |  | Fiberglass reinforced plastic |  |  |  | Catchment Basin, Single walled catchment basin | Automatic shutoff device At 95% full | Automatic shutoff device At 95% full | [11 empty] | UST Currently In Use: 0; UST Temp Close: 0; AST Currently In Use: 0; AST Temp Closed: 0 | 0 | 0 | 3 | 25323-089-014721 | SANJAY VASHISTH
39860 | Permanently Closed | 1998-12-22 | 1989-01-01 | 1998-12-18 | Petroleum | On road diesel | On road diesel |  | Steel | Steel |  | Painted or None |  |  | 1901-01-01 | [15 empty] | UST Currently In Use: 0; UST Temp Close: 0; AST Currently In Use: 0; AST Temp Closed: 0 | 0 | 0 | 4 | 16745-043-014722 | CULLMAN COUNTY COMMISSION
39861 | Permanently Closed | 1998-12-22 | 1989-01-01 | 1998-12-18 | Petroleum | Unleaded gasoline | Unleaded gasoline |  | Steel | Steel |  | Painted or None |  |  | 1901-01-01 | [15 empty] | UST Currently In Use: 0; UST Temp Close: 0; AST Currently In Use: 0; AST Temp Closed: 0 | 0 | 0 | 4 | 16745-043-014722 | CULLMAN COUNTY COMMISSION
39862 | Permanently Closed | 1998-12-22 | 1989-01-01 | 1998-12-18 | Petroleum | Unleaded gasoline | Unleaded gasoline |  | Steel | Steel |  | Painted or None |  |  | 1901-01-01 | [15 empty] | UST Currently In Use: 0; UST Temp Close: 0; AST Currently In Use: 0; AST Temp Closed: 0 | 0 | 0 | 4 | 16745-043-014722 | CULLMAN COUNTY COMMISSION
39863 | Permanently Closed | 1998-12-22 | 1989-01-01 | 1998-12-18 | Petroleum | Unleaded gasoline | Unleaded gasoline |  | Steel | Steel |  | Painted or None |  |  | 1901-01-01 | [15 empty] | UST Currently In Use: 0; UST Temp Close: 0; AST Currently In Use: 0; AST Temp Closed: 0 | 0 | 0 | 4 | 16745-043-014722 | CULLMAN COUNTY COMMISSION
39867 | Permanently Closed | 1988-08-08 | 1989-01-01 | 1999-01-18 | Petroleum | Unleaded gasoline | Unleaded gasoline |  | Steel | Steel |  | Painted or None |  |  | 1901-01-01 | [15 empty] | UST Currently In Use: 0; UST Temp Close: 0; AST Currently In Use: 0; AST Temp Closed: 0 | 0 | 0 | 1 | 16745-043-014723 | CULLMAN COUNTY COMMISSION
39872 | Permanently Closed | 1993-11-13 | 1989-01-01 | 1993-11-13 | Petroleum | On road diesel | On road diesel |  | Steel | Steel |  | Painted or None |  |  | 1901-01-01 | [15 empty] | UST Currently In Use: 0; UST Temp Close: 0; AST Currently In Use: 0; AST Temp Closed: 0 | 0 | 0 | 1 | 16745-043-014725 | CULLMAN COUNTY COMMISSION
39873 | Permanently Closed | 1901-01-01 | 1970-01-01 | 1990-07-01 | Petroleum | Unleaded gasoline | Unleaded gasoline |  | Steel | Steel |  |  |  |  | 1901-01-01 | [15 empty] | UST Currently In Use: 0; UST Temp Close: 0; AST Currently In Use: 0; AST Temp Closed: 0 | 0 | 0 | 5 | 16746-001-011111 | CLAUDIA J MARTIN
39874 | Permanently Closed | 1901-01-01 | 1953-01-01 | 1990-07-01 | Petroleum | Unleaded gasoline | Unleaded gasoline |  | Steel | Steel |  |  |  |  | 1901-01-01 | [15 empty] | UST Currently In Use: 0; UST Temp Close: 0; AST Currently In Use: 0; AST Temp Closed: 0 | 0 | 0 | 5 | 16746-001-011111 | CLAUDIA J MARTIN
39875 | Permanently Closed | 1901-01-01 | 1953-01-01 | 1990-07-01 | Petroleum | Unleaded gasoline | Unleaded gasoline |  | Steel | Steel |  |  |  |  | 1901-01-01 | [15 empty] | UST Currently In Use: 0; UST Temp Close: 0; AST Currently In Use: 0; AST Temp Closed: 0 | 0 | 0 | 5 | 16746-001-011111 | CLAUDIA J MARTIN
39876 | Permanently Closed | 1901-01-01 | 1953-01-01 | 1990-07-01 | Petroleum | Unleaded gasoline | Unleaded gasoline |  | Steel | Steel |  |  |  |  | 1901-01-01 | [15 empty] | UST Currently In Use: 0; UST Temp Close: 0; AST Currently In Use: 0; AST Temp Closed: 0 | 0 | 0 | 5 | 16746-001-011111 | CLAUDIA J MARTIN
39877 | Permanently Closed | 1901-01-01 | 1953-01-01 | 1990-07-01 | Petroleum | Used oil | Used oil |  | Steel | Steel |  |  |  |  | 1901-01-01 | [15 empty] | UST Currently In Use: 0; UST Temp Close: 0; AST Currently In Use: 0; AST Temp Closed: 0 | 0 | 0 | 5 | 16746-001-011111 | CLAUDIA J MARTIN
39878 | Temporary Closed | 2014-12-01 | 1979-01-01 |  | Petroleum | Unleaded gasoline | Unleaded gasoline | Retail | Single Wall, Steel, MANIFOLDED | Steel | Field installed cathodic protection, Interior lined (not allowed as a standalone method of corrosion protection) |  | Fiberglass reinforced plastic, Single Wall |  | 1901-01-01 |  | Catchment Basin, Single walled catchment basin | Automatic shutoff device At 95% full | Automatic shutoff device At 95% full |  |  | Statistical Inventory Reconciliation (SIR) | [8 empty] | UST Currently In Use: 0; UST Temp Close: 3; AST Currently In Use: 0; AST Temp Closed: 0 | 0 | 3 | 0 | 26013-103-009874 | CALVIN WASHINGTON
39880 | Temporary Closed | 2014-12-01 | 1979-01-01 |  | Petroleum | Mid-grade gasoline | Mid-grade gasoline | Retail | Single Wall, Steel, MANIFOLDED | Steel | Field installed cathodic protection, Interior lined (not allowed as a standalone method of corrosion protection) |  | Fiberglass reinforced plastic, Single Wall |  | 1901-01-01 |  | Catchment Basin, Single walled catchment basin | Automatic shutoff device At 95% full | Automatic shutoff device At 95% full |  |  | Statistical Inventory Reconciliation (SIR) | [8 empty] | UST Currently In Use: 0; UST Temp Close: 3; AST Currently In Use: 0; AST Temp Closed: 0 | 0 | 3 | 0 | 26013-103-009874 | CALVIN WASHINGTON
39882 | Temporary Closed | 2014-12-01 | 1979-01-01 |  | Petroleum | Premium gasoline | Premium gasoline | Retail | Single Wall, Steel | Steel | Field installed cathodic protection, Interior lined (not allowed as a standalone method of corrosion protection) |  | Fiberglass reinforced plastic, Single Wall |  | 1901-01-01 |  | Catchment Basin, Single walled catchment basin | Automatic shutoff device At 95% full | Automatic shutoff device At 95% full |  |  | Statistical Inventory Reconciliation (SIR) | [8 empty] | UST Currently In Use: 0; UST Temp Close: 3; AST Currently In Use: 0; AST Temp Closed: 0 | 0 | 3 | 0 | 26013-103-009874 | CALVIN WASHINGTON
39883 | Permanently Closed | 1998-02-19 | 1989-01-01 | 1998-02-19 | Petroleum | On road diesel | On road diesel | Emergency Power Generator, Industrial | Single Wall, Steel | Steel | Interior lined (not allowed as a standalone method of corrosion protection) | Painted or None | Single Wall, Steel |  | 1901-01-01 | [15 empty] | UST Currently In Use: 0; UST Temp Close: 0; AST Currently In Use: 1; AST Temp Closed: 0 | 0 | 0 | 1 | 23526-033-014726 | RCHP - FLORENCE LLC
39884 | Currently in Use |  | 1989-01-01 |  | Petroleum | Unleaded gasoline | Unleaded gasoline | Retail | Fiberglass reinforced plastic, Single Wall | Single Wall |  |  | Fiberglass reinforced plastic, Single Wall, Steel, DOCK STEEL |  | 1901-01-01 |  | Catchment Basin, Single walled catchment basin | Automatic shutoff device At 95% full | Automatic shutoff device At 95% full |  |  | Statistical Inventory Reconciliation (SIR) |  | Automatic flow restrictor (MLLD) | Automatic flow restrictor (MLLD) |  |  | Statistical inventory reconciliation (SIR) | Statistical inventory reconciliation (SIR) |  | UST Currently In Use: 1; UST Temp Close: 0; AST Currently In Use: 0; AST Temp Closed: 0 | 1 | 0 | 0 | 22983-095-014727 | ERWIN MARINE PROPERTIES LLC
39885 | Temporary Closed | 2002-07-15 | 1988-12-30 |  | Petroleum | On road diesel | On road diesel | Farm/Residential tank Less Than 1100 gal (Not Regulated) | Steel | Steel | Coated & cathodic protection (sti-P3) |  | Fiberglass reinforced plastic |  | 1901-01-01 |  | Catchment Basin, Single walled catchment basin | Flow Rest 90% Full | Flow Rest 90% Full | [11 empty] | UST Currently In Use: 0; UST Temp Close: 1; AST Currently In Use: 0; AST Temp Closed: 0 | 0 | 1 | 0 | 16750-115-014751 | DALE RICHEY
39886 | Permanently Closed | 1992-07-13 | 1981-01-01 | 1992-07-13 | Petroleum | Unleaded gasoline | Unleaded gasoline |  | Steel | Steel |  |  | Steel |  | 1901-01-01 | [15 empty] | UST Currently In Use: 0; UST Temp Close: 0; AST Currently In Use: 2; AST Temp Closed: 0 | 0 | 0 | 1 | 16751-121-014752 | PENNYWINKLE FARMS
39891 | Permanently Closed | 1995-03-28 | 1989-01-01 | 1995-03-28 | Petroleum | Unleaded gasoline | Unleaded gasoline | State/federal government | Steel | Steel | Coated & cathodic protection (sti-P3) |  | Steel |  | 1901-01-01 | Field installed cathodic protection | [14 empty] | UST Currently In Use: 0; UST Temp Close: 0; AST Currently In Use: 0; AST Temp Closed: 0 | 0 | 0 | 2 | 16753-015-014754 | HARRY AYERS STATE TECH COLLEGE
39892 | Permanently Closed | 1985-01-01 | 1989-01-01 |  | Petroleum | Unleaded gasoline | Unleaded gasoline | State/federal government | Steel | Steel |  | Painted or None | Steel |  | 1901-01-01 | [15 empty] | UST Currently In Use: 0; UST Temp Close: 0; AST Currently In Use: 0; AST Temp Closed: 0 | 0 | 0 | 2 | 16753-015-014754 | HARRY AYERS STATE TECH COLLEGE
39893 | Permanently Closed | 1985-01-01 | 1989-01-01 | 1985-01-01 | Petroleum | Unleaded gasoline | Unleaded gasoline | State/federal government | Steel | Steel |  | Painted or None |  |  | 1901-01-01 | [15 empty] | UST Currently In Use: 0; UST Temp Close: 0; AST Currently In Use: 0; AST Temp Closed: 0 | 0 | 0 | 1 | 16754-073-014756 | LAWSON STATE COMMUNITY COLLEGE
39894 | Permanently Closed | 1994-11-30 | 1989-01-01 | 1994-12-21 | Petroleum | Unleaded gasoline | Unleaded gasoline |  | Steel | Steel |  | Painted or None | Steel |  | 1901-01-01 | [12 empty] | Annual line testing | Annual line testing |  | UST Currently In Use: 0; UST Temp Close: 0; AST Currently In Use: 0; AST Temp Closed: 0 | 0 | 0 | 1 | 16755-073-014757 | HANNA STEEL CORP
39895 | Permanently Closed | 1998-04-17 | 1965-01-01 | 1998-05-06 | Petroleum | Unleaded gasoline | Unleaded gasoline | Industrial | Steel | Steel |  | Painted or None | Steel |  | 1901-01-01 | None | [11 empty] | Annual line testing | Annual line testing |  | UST Currently In Use: 0; UST Temp Close: 0; AST Currently In Use: 3; AST Temp Closed: 0 | 0 | 0 | 1 | 16756-073-014758 | HANNA STEEL CORPORATION
39896 | Permanently Closed | 1992-09-21 | 1976-01-01 | 1992-09-21 | Petroleum | Unleaded gasoline | Unleaded gasoline |  | Steel | Steel |  |  | Fiberglass reinforced plastic |  | 1901-01-01 | None | [14 empty] | UST Currently In Use: 0; UST Temp Close: 0; AST Currently In Use: 0; AST Temp Closed: 0 | 0 | 0 | 4 | 17911-073-014759 | PARADIS OIL COMPANY
39897 | Permanently Closed | 1992-09-21 | 1976-01-01 | 1992-09-21 | Petroleum | Unleaded gasoline | Unleaded gasoline |  | Steel | Steel |  |  | Fiberglass reinforced plastic |  | 1901-01-01 | None | [14 empty] | UST Currently In Use: 0; UST Temp Close: 0; AST Currently In Use: 0; AST Temp Closed: 0 | 0 | 0 | 4 | 17911-073-014759 | PARADIS OIL COMPANY
39898 | Permanently Closed | 1992-09-21 | 1976-01-01 | 1992-09-21 | Petroleum | Unleaded gasoline | Unleaded gasoline |  | Steel | Steel |  |  | Fiberglass reinforced plastic |  | 1901-01-01 | None | [14 empty] | UST Currently In Use: 0; UST Temp Close: 0; AST Currently In Use: 0; AST Temp Closed: 0 | 0 | 0 | 4 | 17911-073-014759 | PARADIS OIL COMPANY
39899 | Permanently Closed | 1992-09-21 | 1976-01-01 | 1992-09-21 | Petroleum | Unleaded gasoline | Unleaded gasoline |  | Steel | Steel |  |  | Fiberglass reinforced plastic |  | 1901-01-01 | None | [14 empty] | UST Currently In Use: 0; UST Temp Close: 0; AST Currently In Use: 0; AST Temp Closed: 0 | 0 | 0 | 4 | 17911-073-014759 | PARADIS OIL COMPANY
39900 | Currently in Use |  | 1989-01-01 |  | Petroleum | Unleaded gasoline | Unleaded gasoline | Retail | Single Wall, Steel | Steel | Field installed cathodic protection |  | Double Wall, Flexible | APT |  |  | Catchment Basin, Single walled catchment basin | Automatic shutoff device At 95% full | Automatic shutoff device At 95% full |  |  | Automatic Tank Gauge |  | Automatic shutoff device (AELLD) | Automatic shutoff device (AELLD) | [5 empty] | UST Currently In Use: 3; UST Temp Close: 0; AST Currently In Use: 0; AST Temp Closed: 0 | 3 | 0 | 0 | 16758-073-014760 | PATSY DEMUMBRUM
39901 | Currently in Use |  | 1989-01-01 |  | Petroleum | Premium gasoline | Premium gasoline | Retail | Single Wall, Steel | Steel | Field installed cathodic protection |  | Double Wall, Flexible | APT |  |  | Catchment Basin, Single walled catchment basin | Automatic shutoff device At 95% full | Automatic shutoff device At 95% full |  |  | Automatic Tank Gauge |  | Automatic shutoff device (AELLD) | Automatic shutoff device (AELLD) | [5 empty] | UST Currently In Use: 3; UST Temp Close: 0; AST Currently In Use: 0; AST Temp Closed: 0 | 3 | 0 | 0 | 16758-073-014760 | PATSY DEMUMBRUM
39902 | Currently in Use |  | 1989-01-01 |  | Petroleum | On road diesel | On road diesel | Retail | Single Wall, Steel | Steel | Field installed cathodic protection |  | Double Wall, Flexible | APT |  |  | Catchment Basin, Single walled catchment basin | Automatic shutoff device At 95% full | Automatic shutoff device At 95% full |  |  | Automatic Tank Gauge |  | Automatic shutoff device (AELLD) | Automatic shutoff device (AELLD) | [5 empty] | UST Currently In Use: 3; UST Temp Close: 0; AST Currently In Use: 0; AST Temp Closed: 0 | 3 | 0 | 0 | 16758-073-014760 | PATSY DEMUMBRUM
39903 | Permanently Closed | 1990-07-28 | 1979-01-01 | 1990-07-28 | Petroleum | On road diesel | On road diesel |  | Steel | Steel |  | Painted or None |  |  | 1901-01-01 | [15 empty] | UST Currently In Use: 0; UST Temp Close: 0; AST Currently In Use: 0; AST Temp Closed: 0 | 0 | 0 | 1 | 16759-073-014761 | ARGO & COMPANY
39904 | Currently in Use |  | 1989-01-01 |  | Petroleum | Unleaded gasoline | Unleaded gasoline | Retail | Single Wall, Steel | Steel | Coated & cathodic protection (sti-P3) |  | Fiberglass reinforced plastic, Single Wall |  |  |  | Catchment Basin, Single walled catchment basin | Automatic shutoff device At 95% full | Automatic shutoff device At 95% full |  |  | Continuous Automatic Tank Gauge |  | Automatic flow restrictor (MLLD) | Automatic flow restrictor (MLLD) |  |  | Annual line testing | Annual line testing |  | UST Currently In Use: 4; UST Temp Close: 0; AST Currently In Use: 0; AST Temp Closed: 0 | 4 | 0 | 0 | 22924-073-014763 | VINUBHAI PATEL -OWNER
39905 | Currently in Use |  | 1989-01-01 |  | Petroleum | Unleaded gasoline | Unleaded gasoline | Retail | Single Wall, Steel | Steel | Coated & cathodic protection (sti-P3) |  | Fiberglass reinforced plastic, Single Wall |  |  |  | Catchment Basin, Single walled catchment basin | Automatic shutoff device At 95% full | Automatic shutoff device At 95% full |  |  | Continuous Automatic Tank Gauge |  | Automatic flow restrictor (MLLD) | Automatic flow restrictor (MLLD) |  |  | Annual line testing | Annual line testing |  | UST Currently In Use: 4; UST Temp Close: 0; AST Currently In Use: 0; AST Temp Closed: 0 | 4 | 0 | 0 | 22924-073-014763 | VINUBHAI PATEL -OWNER
39906 | Currently in Use |  | 1989-01-01 |  | Petroleum | Premium gasoline | Premium gasoline | Retail | Single Wall, Steel | Steel | Coated & cathodic protection (sti-P3) |  | Fiberglass reinforced plastic, Single Wall |  |  |  | Catchment Basin, Single walled catchment basin | Automatic shutoff device At 95% full | Automatic shutoff device At 95% full |  |  | Continuous Automatic Tank Gauge |  | Automatic flow restrictor (MLLD) | Automatic flow restrictor (MLLD) |  |  | Annual line testing | Annual line testing |  | UST Currently In Use: 4; UST Temp Close: 0; AST Currently In Use: 0; AST Temp Closed: 0 | 4 | 0 | 0 | 22924-073-014763 | VINUBHAI PATEL -OWNER
39907 | Currently in Use |  | 1989-01-01 |  | Petroleum | On road diesel | On road diesel | Retail | Single Wall, Steel | Steel | Coated & cathodic protection (sti-P3) |  | Fiberglass reinforced plastic, Single Wall |  |  |  | Catchment Basin, Single walled catchment basin | Automatic shutoff device At 95% full | Automatic shutoff device At 95% full |  |  | Continuous Automatic Tank Gauge |  | Automatic flow restrictor (MLLD) | Automatic flow restrictor (MLLD) |  |  | Annual line testing | Annual line testing |  | UST Currently In Use: 4; UST Temp Close: 0; AST Currently In Use: 0; AST Temp Closed: 0 | 4 | 0 | 0 | 22924-073-014763 | VINUBHAI PATEL -OWNER
39908 | Currently in Use |  | 1989-12-21 |  | Petroleum | Unleaded gasoline | Unleaded gasoline | Retail | Single Wall, Steel | Steel | Coated & cathodic protection (sti-P3) |  | Fiberglass reinforced plastic, Single Wall |  |  | Other, FLX ISO | Catchment Basin, Single walled catchment basin | Automatic shutoff device At 95% full | Automatic shutoff device At 95% full |  |  | Continuous Automatic Tank Gauge |  | Automatic flow restrictor (MLLD) | Automatic flow restrictor (MLLD) |  |  | Annual line testing | Annual line testing |  | UST Currently In Use: 4; UST Temp Close: 0; AST Currently In Use: 0; AST Temp Closed: 0 | 4 | 0 | 0 | 22344-073-014799 | OXMOOR MINI MART INC
39909 | Currently in Use |  | 1989-12-21 |  | Petroleum | Premium gasoline | Premium gasoline | Retail | Single Wall, Steel | Steel | Coated & cathodic protection (sti-P3) |  | Fiberglass reinforced plastic, Single Wall |  |  | Other, FLX ISO | Catchment Basin, Single walled catchment basin | Automatic shutoff device At 95% full | Automatic shutoff device At 95% full |  |  | Continuous Automatic Tank Gauge |  | Automatic flow restrictor (MLLD) | Automatic flow restrictor (MLLD) |  |  | Annual line testing | Annual line testing |  | UST Currently In Use: 4; UST Temp Close: 0; AST Currently In Use: 0; AST Temp Closed: 0 | 4 | 0 | 0 | 22344-073-014799 | OXMOOR MINI MART INC
39910 | Currently in Use |  | 1989-12-21 |  | Petroleum | Unleaded gasoline | Unleaded gasoline | Retail | Single Wall, Steel | Steel | Coated & cathodic protection (sti-P3) |  | Fiberglass reinforced plastic, Single Wall |  |  | Other, FLX ISO | Catchment Basin, Single walled catchment basin | Automatic shutoff device At 95% full | Automatic shutoff device At 95% full |  |  | Continuous Automatic Tank Gauge |  | Automatic flow restrictor (MLLD) | Automatic flow restrictor (MLLD) |  |  | Annual line testing | Annual line testing |  | UST Currently In Use: 4; UST Temp Close: 0; AST Currently In Use: 0; AST Temp Closed: 0 | 4 | 0 | 0 | 22344-073-014799 | OXMOOR MINI MART INC
39911 | Currently in Use |  | 1989-12-21 |  | Petroleum | On road diesel | On road diesel | Retail | Single Wall, Steel | Steel | Coated & cathodic protection (sti-P3) |  | Fiberglass reinforced plastic, Single Wall |  |  | Other, FLX ISO | Catchment Basin, Single walled catchment basin | Automatic shutoff device At 95% full | Automatic shutoff device At 95% full |  |  | Continuous Automatic Tank Gauge |  | Automatic flow restrictor (MLLD) | Automatic flow restrictor (MLLD) |  |  | Annual line testing | Annual line testing |  | UST Currently In Use: 4; UST Temp Close: 0; AST Currently In Use: 0; AST Temp Closed: 0 | 4 | 0 | 0 | 22344-073-014799 | OXMOOR MINI MART INC
39912 | Permanently Closed | 1994-05-16 | 1974-01-01 | 1994-05-16 | Petroleum | On road diesel | On road diesel |  | Steel | Steel |  |  |  |  | 1901-01-01 | [15 empty] | UST Currently In Use: 0; UST Temp Close: 0; AST Currently In Use: 0; AST Temp Closed: 0 | 0 | 0 | 2 | 10044-073-000164 | ABF FREIGHT SYSTEM INC
39913 | Permanently Closed | 1994-05-16 | 1974-01-01 | 1994-05-16 | Petroleum | Unleaded gasoline | Unleaded gasoline |  | Steel | Steel |  |  |  |  | 1901-01-01 | [15 empty] | UST Currently In Use: 0; UST Temp Close: 0; AST Currently In Use: 0; AST Temp Closed: 0 | 0 | 0 | 2 | 10044-073-000164 | ABF FREIGHT SYSTEM INC
39914 | Permanently Closed | 1993-09-01 | 1975-01-01 | 1994-05-09 | Petroleum | Unleaded gasoline | Unleaded gasoline |  | Steel | Steel |  | Painted or None | Steel |  | 1901-01-01 | [15 empty] | UST Currently In Use: 0; UST Temp Close: 0; AST Currently In Use: 0; AST Temp Closed: 0 | 0 | 0 | 5 | 17548-015-005131 | WAYNE MUSSELMAN
39915 | Permanently Closed | 1993-09-01 | 1975-01-01 | 1994-05-09 | Petroleum | Unleaded gasoline | Unleaded gasoline |  | Steel | Steel |  | Painted or None | Steel |  | 1901-01-01 | [15 empty] | UST Currently In Use: 0; UST Temp Close: 0; AST Currently In Use: 0; AST Temp Closed: 0 | 0 | 0 | 5 | 17548-015-005131 | WAYNE MUSSELMAN
39916 | Permanently Closed | 1993-09-01 | 1978-01-01 | 1994-05-09 | Petroleum | Unleaded gasoline | Unleaded gasoline |  | Steel | Steel |  | Painted or None | Steel |  | 1901-01-01 | [15 empty] | UST Currently In Use: 0; UST Temp Close: 0; AST Currently In Use: 0; AST Temp Closed: 0 | 0 | 0 | 5 | 17548-015-005131 | WAYNE MUSSELMAN
39917 | Permanently Closed | 1993-09-01 | 1978-01-01 | 1994-05-09 | Petroleum | Unleaded gasoline | Unleaded gasoline |  | Steel | Steel |  | Painted or None | Steel |  | 1901-01-01 | [15 empty] | UST Currently In Use: 0; UST Temp Close: 0; AST Currently In Use: 0; AST Temp Closed: 0 | 0 | 0 | 5 | 17548-015-005131 | WAYNE MUSSELMAN
39918 | Permanently Closed | 1993-09-01 | 1981-01-01 | 1994-05-09 | Petroleum | Unleaded gasoline | Unleaded gasoline |  | Steel | Steel |  | Painted or None | Steel |  | 1901-01-01 | [15 empty] | UST Currently In Use: 0; UST Temp Close: 0; AST Currently In Use: 0; AST Temp Closed: 0 | 0 | 0 | 5 | 17548-015-005131 | WAYNE MUSSELMAN
39919 | Permanently Closed | 1993-09-22 | 1978-01-01 | 1993-09-22 | Petroleum | Unleaded gasoline | Unleaded gasoline |  | Steel | Steel |  | Painted or None | Steel |  | 1901-01-01 | [15 empty] | UST Currently In Use: 0; UST Temp Close: 0; AST Currently In Use: 0; AST Temp Closed: 0 | 0 | 0 | 3 | 16765-101-005188 | BLAKE & VICE INC
39920 | Permanently Closed | 1993-09-22 | 1978-01-01 | 1993-09-22 | Petroleum | Unleaded gasoline | Unleaded gasoline |  | Steel | Steel |  | Painted or None | Steel |  | 1901-01-01 | [15 empty] | UST Currently In Use: 0; UST Temp Close: 0; AST Currently In Use: 0; AST Temp Closed: 0 | 0 | 0 | 3 | 16765-101-005188 | BLAKE & VICE INC
39921 | Permanently Closed | 1993-09-22 | 1978-01-01 | 1993-09-22 | Petroleum | Unleaded gasoline | Unleaded gasoline |  | Steel | Steel |  | Painted or None | Steel |  | 1901-01-01 | [15 empty] | UST Currently In Use: 0; UST Temp Close: 0; AST Currently In Use: 0; AST Temp Closed: 0 | 0 | 0 | 3 | 16765-101-005188 | BLAKE & VICE INC
39922 | Permanently Closed | 1998-10-26 | 1982-01-01 | 1998-10-26 | Petroleum | Unleaded gasoline | Unleaded gasoline | Retail | Steel | Steel |  | Painted or None | Steel |  | 1901-01-01 | [6 empty] | Statistical Inventory Reconciliation (SIR) | [8 empty] | UST Currently In Use: 0; UST Temp Close: 0; AST Currently In Use: 0; AST Temp Closed: 0 | 0 | 0 | 2 | 16766-101-005196 | FAIN DEVELOPMENT CO
39923 | Permanently Closed | 1998-10-26 | 1982-01-01 | 1998-10-26 | Petroleum | Unleaded gasoline | Unleaded gasoline | Retail | Steel | Steel |  | Painted or None | Steel |  | 1901-01-01 | [6 empty] | Statistical Inventory Reconciliation (SIR) | [8 empty] | UST Currently In Use: 0; UST Temp Close: 0; AST Currently In Use: 0; AST Temp Closed: 0 | 0 | 0 | 2 | 16766-101-005196 | FAIN DEVELOPMENT CO
39925 | Permanently Closed | 1988-01-01 | 1976-01-01 | 1988-01-01 | Petroleum | Unleaded gasoline | Unleaded gasoline |  | Steel | Steel |  | Painted or None | Steel |  | 1901-01-01 | [15 empty] | UST Currently In Use: 0; UST Temp Close: 0; AST Currently In Use: 0; AST Temp Closed: 0 | 0 | 0 | 2 | 16767-101-005186 | SUNDANCE INTERNATIONAL/VON MEMORY
39926 | Permanently Closed | 1988-01-01 | 1976-01-01 | 1988-01-01 | Petroleum | Unleaded gasoline | Unleaded gasoline |  | Steel | Steel |  | Painted or None | Steel |  | 1901-01-01 | [15 empty] | UST Currently In Use: 0; UST Temp Close: 0; AST Currently In Use: 0; AST Temp Closed: 0 | 0 | 0 | 2 | 16767-101-005186 | SUNDANCE INTERNATIONAL/VON MEMORY
39927 | Currently in Use |  | 1985-01-01 |  | Petroleum | Unleaded gasoline | Unleaded gasoline | Retail | Fiberglass coated steel, Single Wall | Single Wall |  |  | Double Wall, Fiberglass reinforced plastic |  | 2012-09-30 |  | Catchment Basin, Single walled catchment basin | Automatic shutoff device At 95% full | Automatic shutoff device At 95% full |  |  | Continuous Automatic Tank Gauge |  | Automatic flow restrictor (MLLD), Containment Sump | Containment Sump | Interstitial Monitoring within Secondary Containment | SENSOR TO ATG | Continuous alarm system | Continuous alarm system |  | UST Currently In Use: 3; UST Temp Close: 0; AST Currently In Use: 2; AST Temp Closed: 0 | 3 | 0 | 0 | 16768-015-013121 | E L GREEN
39928 | Currently in Use |  | 1974-01-01 |  | Petroleum | Premium gasoline | Premium gasoline | Retail | Fiberglass coated steel, Single Wall | Single Wall |  |  | Double Wall, Fiberglass reinforced plastic |  | 2012-09-30 |  | Catchment Basin, Single walled catchment basin | Automatic shutoff device At 95% full | Automatic shutoff device At 95% full |  |  | Continuous Automatic Tank Gauge |  | Automatic flow restrictor (MLLD), Containment Sump | Containment Sump | Interstitial Monitoring within Secondary Containment | SENSOR TO ATG | Continuous alarm system | Continuous alarm system |  | UST Currently In Use: 3; UST Temp Close: 0; AST Currently In Use: 2; AST Temp Closed: 0 | 3 | 0 | 0 | 16768-015-013121 | E L GREEN
39929 | Currently in Use |  | 1983-01-01 |  | Petroleum | Unleaded gasoline | Unleaded gasoline | Retail | Fiberglass reinforced plastic, Single Wall | Single Wall |  |  | Fiberglass reinforced plastic, Single Wall |  | 1901-01-01 |  | Catchment Basin, Single walled catchment basin | Automatic shutoff device At 95% full | Automatic shutoff device At 95% full |  |  | Continuous Automatic Tank Gauge |  | Automatic shutoff device (AELLD) | Automatic shutoff device (AELLD) | [5 empty] | UST Currently In Use: 3; UST Temp Close: 1; AST Currently In Use: 0; AST Temp Closed: 0 | 3 | 1 | 0 | 23429-015-005277 | MUSA PROPERTIES, LLC
39930 | Currently in Use |  | 1983-01-01 |  | Petroleum | Premium gasoline | Premium gasoline | Retail | Fiberglass reinforced plastic, Single Wall | Single Wall |  |  | Fiberglass reinforced plastic, Single Wall |  | 1901-01-01 |  | Catchment Basin, Single walled catchment basin | Automatic shutoff device At 95% full | Automatic shutoff device At 95% full |  |  | Continuous Automatic Tank Gauge |  | Automatic shutoff device (AELLD) | Automatic shutoff device (AELLD) | [5 empty] | UST Currently In Use: 3; UST Temp Close: 1; AST Currently In Use: 0; AST Temp Closed: 0 | 3 | 1 | 0 | 23429-015-005277 | MUSA PROPERTIES, LLC
39931 | Currently in Use |  | 1983-01-01 |  | Petroleum | On road diesel | On road diesel | Retail | Fiberglass reinforced plastic, Single Wall | Single Wall |  |  | Fiberglass reinforced plastic, Single Wall |  | 1901-01-01 |  | Catchment Basin, Single walled catchment basin | Automatic shutoff device At 95% full | Automatic shutoff device At 95% full |  |  | Continuous Automatic Tank Gauge |  | Automatic shutoff device (AELLD) | Automatic shutoff device (AELLD) | [5 empty] | UST Currently In Use: 3; UST Temp Close: 1; AST Currently In Use: 0; AST Temp Closed: 0 | 3 | 1 | 0 | 23429-015-005277 | MUSA PROPERTIES, LLC
39932 | Temporary Closed | 2001-04-01 | 1983-01-01 |  | Petroleum | Used oil | Used oil | Industrial | Fiberglass reinforced plastic, Single Wall | Single Wall |  |  | Fiberglass reinforced plastic, Single Wall |  | 1901-01-01 |  | Other, EXEMPT | Other, EXEMPT | Other |  |  | Statistical Inventory Reconciliation (SIR) | [5 empty] | Statistical inventory reconciliation (SIR) | Statistical inventory reconciliation (SIR) |  | UST Currently In Use: 3; UST Temp Close: 1; AST Currently In Use: 0; AST Temp Closed: 0 | 3 | 1 | 0 | 23429-015-005277 | MUSA PROPERTIES, LLC
39933 | Permanently Closed | 1992-12-03 | 1989-01-01 | 1994-08-08 | Petroleum | Unleaded gasoline | Unleaded gasoline | Local government | Steel | Steel |  |  |  |  | 1901-01-01 | [15 empty] | UST Currently In Use: 0; UST Temp Close: 0; AST Currently In Use: 0; AST Temp Closed: 0 | 0 | 0 | 4 | 10994-073-014768 | CITY OF BIRMINGHAM
39934 | Permanently Closed | 1992-12-03 | 1989-01-01 | 1994-08-08 | Petroleum | Unleaded gasoline | Unleaded gasoline | Local government | Steel | Steel |  |  |  |  | 1901-01-01 | [15 empty] | UST Currently In Use: 0; UST Temp Close: 0; AST Currently In Use: 0; AST Temp Closed: 0 | 0 | 0 | 4 | 10994-073-014768 | CITY OF BIRMINGHAM
39935 | Permanently Closed | 1992-12-03 | 1989-01-01 | 1994-08-08 | Petroleum | Unleaded gasoline | Unleaded gasoline | Local government | Steel | Steel |  |  |  |  | 1901-01-01 | [15 empty] | UST Currently In Use: 0; UST Temp Close: 0; AST Currently In Use: 0; AST Temp Closed: 0 | 0 | 0 | 4 | 10994-073-014768 | CITY OF BIRMINGHAM
39936 | Permanently Closed | 1992-12-03 | 1989-01-01 | 1994-08-08 | Petroleum | Unleaded gasoline | Unleaded gasoline | Local government | Steel | Steel |  |  |  |  | 1901-01-01 | [15 empty] | UST Currently In Use: 0; UST Temp Close: 0; AST Currently In Use: 0; AST Temp Closed: 0 | 0 | 0 | 4 | 10994-073-014768 | CITY OF BIRMINGHAM
39937 | Permanently Closed | 2013-09-03 | 1990-05-01 |  | Petroleum | Unleaded gasoline | Unleaded gasoline | Retail | Single Wall, Steel | Steel | Coated & cathodic protection (sti-P3) |  | Fiberglass reinforced plastic, Single Wall |  |  |  | Catchment Basin, Single walled catchment basin | Flow Rest 90% Full | Flow Rest 90% Full |  |  | Automatic Tank Gauge | [5 empty] | Annual line testing | Annual line testing |  | UST Currently In Use: 0; UST Temp Close: 0; AST Currently In Use: 0; AST Temp Closed: 0 | 0 | 0 | 4 | 25044-073-014769 | VULCAN LANDS, INC.
39938 | Permanently Closed | 2013-09-03 | 1989-01-01 |  | Petroleum | Mid-grade gasoline | Mid-grade gasoline | Retail | Single Wall, Steel | Steel | Coated & cathodic protection (sti-P3) |  | Fiberglass reinforced plastic, Single Wall |  |  |  | Catchment Basin, Single walled catchment basin | Flow Rest 90% Full | Flow Rest 90% Full |  |  | Automatic Tank Gauge | [5 empty] | Annual line testing | Annual line testing |  | UST Currently In Use: 0; UST Temp Close: 0; AST Currently In Use: 0; AST Temp Closed: 0 | 0 | 0 | 4 | 25044-073-014769 | VULCAN LANDS, INC.
39939 | Permanently Closed | 2013-09-03 | 1989-01-01 |  | Petroleum | Premium gasoline | Premium gasoline | Retail | Single Wall, Steel | Steel | Coated & cathodic protection (sti-P3) |  | Fiberglass reinforced plastic, Single Wall |  |  |  | Catchment Basin, Single walled catchment basin | Flow Rest 90% Full | Flow Rest 90% Full |  |  | Automatic Tank Gauge | [5 empty] | Annual line testing | Annual line testing |  | UST Currently In Use: 0; UST Temp Close: 0; AST Currently In Use: 0; AST Temp Closed: 0 | 0 | 0 | 4 | 25044-073-014769 | VULCAN LANDS, INC.
39940 | Permanently Closed | 2013-09-03 | 1989-01-01 |  | Petroleum | On road diesel | On road diesel | Retail | Single Wall, Steel | Steel | Coated & cathodic protection (sti-P3) |  | Fiberglass reinforced plastic, Single Wall |  |  |  | Catchment Basin, Single walled catchment basin | Automatic shutoff device At 95% full, Flow Rest 90% Full | Flow Rest 90% Full |  |  | Automatic Tank Gauge | [5 empty] | Annual line testing | Annual line testing |  | UST Currently In Use: 0; UST Temp Close: 0; AST Currently In Use: 0; AST Temp Closed: 0 | 0 | 0 | 4 | 25044-073-014769 | VULCAN LANDS, INC.
39941 | Permanently Closed | 2004-09-08 | 1974-01-01 | 2004-09-08 | Petroleum | Unleaded gasoline | Unleaded gasoline | Retail | Steel | Steel | Field installed cathodic protection |  | Steel |  | 1901-01-01 | Field installed cathodic protection | Catchment Basin, Single walled catchment basin | Automatic shutoff device At 95% full, Flow Rest 90% Full | Flow Rest 90% Full | [8 empty] | Annual line testing | Annual line testing |  | UST Currently In Use: 0; UST Temp Close: 0; AST Currently In Use: 0; AST Temp Closed: 0 | 0 | 0 | 5 | 16774-073-014770 | CREST CADILLAC
39942 | Retired | 1986-01-01 | 1974-01-01 |  | Petroleum | Unleaded gasoline | Unleaded gasoline | [7 empty] | 1901-01-01 | [12 empty] | Annual line testing | Annual line testing |  | UST Currently In Use: 0; UST Temp Close: 0; AST Currently In Use: 0; AST Temp Closed: 0 | 0 | 0 | 5 | 16774-073-014770 | CREST CADILLAC
39943 | Permanently Closed | 1996-12-28 | 1974-01-01 | 1998-12-28 | Petroleum | On road diesel | On road diesel | [7 empty] | 1901-01-01 | [15 empty] | UST Currently In Use: 0; UST Temp Close: 0; AST Currently In Use: 0; AST Temp Closed: 0 | 0 | 0 | 5 | 16774-073-014770 | CREST CADILLAC
39944 | Permanently Closed | 1986-01-01 | 1974-01-01 | 1998-12-28 | Petroleum | Used oil | Used oil | [7 empty] | 1901-01-01 | [15 empty] | UST Currently In Use: 0; UST Temp Close: 0; AST Currently In Use: 0; AST Temp Closed: 0 | 0 | 0 | 5 | 16774-073-014770 | CREST CADILLAC
39945 | Permanently Closed | 1998-12-28 | 1974-01-01 | 1998-12-28 | Petroleum | Other, TRANSFLUID | Other | [7 empty] | 1901-01-01 | [15 empty] | UST Currently In Use: 0; UST Temp Close: 0; AST Currently In Use: 0; AST Temp Closed: 0 | 0 | 0 | 5 | 16774-073-014770 | CREST CADILLAC
39946 | Permanently Closed | 1998-12-28 | 1974-01-01 | 1998-12-28 | Petroleum | Other, NEW OIL | Other | [7 empty] | 1901-01-01 | [15 empty] | UST Currently In Use: 0; UST Temp Close: 0; AST Currently In Use: 0; AST Temp Closed: 0 | 0 | 0 | 5 | 16774-073-014770 | CREST CADILLAC
39947 | Permanently Closed | 2007-06-07 | 1987-01-01 |  | Petroleum | Unleaded gasoline | Unleaded gasoline | Industrial | Steel | Steel | Field installed cathodic protection |  | Steel |  |  | Field installed cathodic protection | Catchment Basin, Single walled catchment basin | Automatic shutoff device At 95% full | Automatic shutoff device At 95% full |  |  | Statistical Inventory Reconciliation (SIR) |  | Automatic flow restrictor (MLLD) | Automatic flow restrictor (MLLD) |  |  | Statistical inventory reconciliation (SIR) | Statistical inventory reconciliation (SIR) |  | UST Currently In Use: 0; UST Temp Close: 0; AST Currently In Use: 0; AST Temp Closed: 0 | 0 | 0 | 1 | 16775-125-014666 | PATE DANIEL TOBACCO CO
39952 | Permanently Closed | 1993-06-21 | 1961-01-01 | 1993-06-21 | Petroleum | On road diesel | On road diesel |  | Steel | Steel |  | Painted or None |  |  | 1901-01-01 | [15 empty] | UST Currently In Use: 0; UST Temp Close: 0; AST Currently In Use: 0; AST Temp Closed: 0 | 0 | 0 | 3 | 16777-073-010769 | G P MILLWORK SPECIALITY DIST CENTER
39953 | Permanently Closed | 1993-06-21 | 1961-01-01 | 1993-06-21 | Petroleum | On road diesel | On road diesel |  | Steel | Steel |  | Painted or None |  |  | 1901-01-01 | [15 empty] | UST Currently In Use: 0; UST Temp Close: 0; AST Currently In Use: 0; AST Temp Closed: 0 | 0 | 0 | 3 | 16777-073-010769 | G P MILLWORK SPECIALITY DIST CENTER
39954 | Permanently Closed | 1993-06-21 | 1961-01-01 | 1993-06-21 | Petroleum | On road diesel | On road diesel |  | Steel | Steel |  | Painted or None |  |  | 1901-01-01 | [15 empty] | UST Currently In Use: 0; UST Temp Close: 0; AST Currently In Use: 0; AST Temp Closed: 0 | 0 | 0 | 3 | 16777-073-010769 | G P MILLWORK SPECIALITY DIST CENTER
39955 | Permanently Closed | 1901-01-01 | 1977-01-01 | 1988-02-17 | Petroleum | On road diesel | On road diesel |  | Steel | Steel |  | Painted or None | Steel |  | 1901-01-01 | [15 empty] | UST Currently In Use: 0; UST Temp Close: 0; AST Currently In Use: 0; AST Temp Closed: 0 | 0 | 0 | 1 | 16778-025-002277 | G P CORP SAWMILL THOMASVILLE
39956 | Permanently Closed | 1901-01-01 | 1973-01-01 | 1988-01-01 | Petroleum | Unleaded gasoline | Unleaded gasoline |  | Steel | Steel |  | Painted or None |  |  | 1901-01-01 | [15 empty] | UST Currently In Use: 0; UST Temp Close: 0; AST Currently In Use: 0; AST Temp Closed: 0 | 0 | 0 | 2 | 16779-057-003780 | G P CORP SAWMILL BELK
39957 | Permanently Closed | 1901-01-01 | 1973-01-01 | 1988-01-01 | Petroleum | On road diesel | On road diesel |  | Steel | Steel |  | Painted or None |  |  | 1901-01-01 | [15 empty] | UST Currently In Use: 0; UST Temp Close: 0; AST Currently In Use: 0; AST Temp Closed: 0 | 0 | 0 | 2 | 16779-057-003780 | G P CORP SAWMILL BELK
39958 | Permanently Closed | 1996-03-03 | 1980-01-01 | 1996-03-03 | Petroleum | On road diesel | On road diesel |  | Steel | Steel |  | Painted or None |  |  | 1901-01-01 | [12 empty] | Annual line testing | Annual line testing |  | UST Currently In Use: 0; UST Temp Close: 0; AST Currently In Use: 0; AST Temp Closed: 0 | 0 | 0 | 1 | 18002-097-000673 | DIRECTOR REAL ESTATE GA PACIFIC
39959 | Permanently Closed | 1990-06-18 | 1976-01-01 | 1990-06-18 | Petroleum | On road diesel | On road diesel |  | Steel | Steel |  | Painted or None | Steel |  | 1901-01-01 | [15 empty] | UST Currently In Use: 0; UST Temp Close: 0; AST Currently In Use: 0; AST Temp Closed: 0 | 0 | 0 | 3 | 16781-099-003561 | G P CORP PLYWOOD PLANT
39960 | Permanently Closed | 1990-06-18 | 1976-01-01 | 1990-06-18 | Petroleum | Unleaded gasoline | Unleaded gasoline |  | Steel | Steel |  | Painted or None | Steel |  | 1901-01-01 | [15 empty] | UST Currently In Use: 0; UST Temp Close: 0; AST Currently In Use: 0; AST Temp Closed: 0 | 0 | 0 | 3 | 16781-099-003561 | G P CORP PLYWOOD PLANT
39961 | Permanently Closed | 1990-06-18 | 1976-01-01 | 1990-06-18 | Petroleum | Other, PANEL OIL | Other |  | Steel | Steel |  | Painted or None | Steel |  | 1901-01-01 | [15 empty] | UST Currently In Use: 0; UST Temp Close: 0; AST Currently In Use: 0; AST Temp Closed: 0 | 0 | 0 | 3 | 16781-099-003561 | G P CORP PLYWOOD PLANT
39962 | Permanently Closed | 1901-01-01 | 1972-01-01 | 1988-01-01 | Petroleum | Unleaded gasoline | Unleaded gasoline |  | Steel | Steel |  | Painted or None |  |  | 1901-01-01 | [15 empty] | UST Currently In Use: 0; UST Temp Close: 0; AST Currently In Use: 0; AST Temp Closed: 0 | 0 | 0 | 2 | 16782-121-003778 | G P CORP PLYWOOD PLANT
39963 | Permanently Closed | 1901-01-01 | 1972-01-01 | 1988-01-01 | Petroleum | On road diesel | On road diesel |  | Steel | Steel |  | Painted or None |  |  | 1901-01-01 | [15 empty] | UST Currently In Use: 0; UST Temp Close: 0; AST Currently In Use: 0; AST Temp Closed: 0 | 0 | 0 | 2 | 16782-121-003778 | G P CORP PLYWOOD PLANT
39964 | Permanently Closed | 1981-12-01 | 1964-01-01 | 1988-09-22 | Petroleum | On road diesel | On road diesel |  | Steel | Steel |  |  | Steel |  | 1901-01-01 | [15 empty] | UST Currently In Use: 0; UST Temp Close: 0; AST Currently In Use: 0; AST Temp Closed: 0 | 0 | 0 | 1 | 16783-119-007182 | G P CORP SAWMILL BELLAMY
39965 | Permanently Closed | 1988-09-22 | 1972-01-01 | 1988-09-22 | Petroleum | Unleaded gasoline | Unleaded gasoline |  | Steel | Steel |  |  | Steel |  | 1901-01-01 | [15 empty] | UST Currently In Use: 0; UST Temp Close: 0; AST Currently In Use: 0; AST Temp Closed: 0 | 0 | 0 | 2 | 16783-119-007185 | G P CORP SAWMILL BELLAMY
39966 | Permanently Closed | 1988-09-22 | 1972-01-01 | 1988-09-22 | Petroleum | On road diesel | On road diesel |  | Steel | Steel |  |  | Steel |  | 1901-01-01 | [15 empty] | UST Currently In Use: 0; UST Temp Close: 0; AST Currently In Use: 0; AST Temp Closed: 0 | 0 | 0 | 2 | 16783-119-007185 | G P CORP SAWMILL BELLAMY
39967 | Permanently Closed | 1990-05-18 | 1970-01-01 | 1990-05-18 | Petroleum | Unleaded gasoline | Unleaded gasoline |  | Steel | Steel |  |  | Steel |  | 1901-01-01 | [15 empty] | UST Currently In Use: 0; UST Temp Close: 0; AST Currently In Use: 1; AST Temp Closed: 0 | 0 | 0 | 1 | 16784-073-014673 | FOREST HILL CEMENTARY ASSOCIATION
39968 | Permanently Closed | 2002-04-16 | 1989-01-01 | 2002-04-16 | Petroleum | Unleaded gasoline | Unleaded gasoline | Retail | Steel | Steel | Coated & cathodic protection (sti-P3), Field installed cathodic protection |  | Steel |  | 1901-01-01 | Field installed cathodic protection | Catchment Basin, Single walled catchment basin | Automatic shutoff device At 95% full | Automatic shutoff device At 95% full |  |  | Statistical Inventory Reconciliation (SIR) | [5 empty] | Statistical inventory reconciliation (SIR) | Statistical inventory reconciliation (SIR) |  | UST Currently In Use: 1; UST Temp Close: 0; AST Currently In Use: 0; AST Temp Closed: 0 | 1 | 0 | 5 | 21283-097-014647 | TAM TRINH
39969 | Permanently Closed | 2002-04-16 | 1989-01-01 | 2002-04-16 | Petroleum | Mid-grade gasoline | Mid-grade gasoline | Retail | Steel | Steel | Coated & cathodic protection (sti-P3), Field installed cathodic protection |  | Steel |  | 1901-01-01 | Field installed cathodic protection | Catchment Basin, Single walled catchment basin | Automatic shutoff device At 95% full | Automatic shutoff device At 95% full |  |  | Statistical Inventory Reconciliation (SIR) | [5 empty] | Statistical inventory reconciliation (SIR) | Statistical inventory reconciliation (SIR) |  | UST Currently In Use: 1; UST Temp Close: 0; AST Currently In Use: 0; AST Temp Closed: 0 | 1 | 0 | 5 | 21283-097-014647 | TAM TRINH
39970 | Permanently Closed | 2002-04-16 | 1989-01-01 | 2002-04-16 | Petroleum | Premium gasoline | Premium gasoline | Retail | Steel | Steel | Coated & cathodic protection (sti-P3), Field installed cathodic protection |  | Steel |  | 1901-01-01 | Field installed cathodic protection | Catchment Basin, Single walled catchment basin | Automatic shutoff device At 95% full | Automatic shutoff device At 95% full |  |  | Statistical Inventory Reconciliation (SIR) | [5 empty] | Statistical inventory reconciliation (SIR) | Statistical inventory reconciliation (SIR) |  | UST Currently In Use: 1; UST Temp Close: 0; AST Currently In Use: 0; AST Temp Closed: 0 | 1 | 0 | 5 | 21283-097-014647 | TAM TRINH
39971 | Permanently Closed | 1988-03-01 | 1911-01-01 |  | Petroleum | Unleaded gasoline | Unleaded gasoline |  | Steel | Steel |  |  |  |  | 1901-01-01 | [15 empty] | UST Currently In Use: 1; UST Temp Close: 0; AST Currently In Use: 0; AST Temp Closed: 0 | 1 | 0 | 5 | 21283-097-014647 | TAM TRINH
39972 | Permanently Closed | 1988-03-01 | 1911-01-01 |  | Petroleum | Unleaded gasoline | Unleaded gasoline |  | Steel | Steel |  |  |  |  | 1901-01-01 | [15 empty] | UST Currently In Use: 1; UST Temp Close: 0; AST Currently In Use: 0; AST Temp Closed: 0 | 1 | 0 | 5 | 21283-097-014647 | TAM TRINH
39973 | Permanently Closed | 1998-12-22 | 1989-01-01 | 1999-05-25 | Petroleum | Unleaded gasoline | Unleaded gasoline | Retail | Steel | Steel | Field installed cathodic protection |  | Steel |  | 1901-01-01 | Field installed cathodic protection | Catchment Basin, Single walled catchment basin | [13 empty] | UST Currently In Use: 2; UST Temp Close: 0; AST Currently In Use: 0; AST Temp Closed: 0 | 2 | 0 | 3 | 25942-073-014676 | ROYCE CARSON VILLAGE LLC
39974 | Permanently Closed | 1998-12-22 | 1989-01-01 | 1999-05-25 | Petroleum | Mid-grade gasoline | Mid-grade gasoline | Retail | Steel | Steel | Field installed cathodic protection |  | Steel |  | 1901-01-01 | Field installed cathodic protection | Catchment Basin, Single walled catchment basin | [13 empty] | UST Currently In Use: 2; UST Temp Close: 0; AST Currently In Use: 0; AST Temp Closed: 0 | 2 | 0 | 3 | 25942-073-014676 | ROYCE CARSON VILLAGE LLC
39975 | Permanently Closed | 1998-12-22 | 1989-01-01 | 1999-05-25 | Petroleum | Premium gasoline | Premium gasoline | Retail | Steel | Steel | Field installed cathodic protection |  | Steel |  | 1901-01-01 | Field installed cathodic protection | Catchment Basin, Single walled catchment basin | [13 empty] | UST Currently In Use: 2; UST Temp Close: 0; AST Currently In Use: 0; AST Temp Closed: 0 | 2 | 0 | 3 | 25942-073-014676 | ROYCE CARSON VILLAGE LLC
39976 | Permanently Closed | 1993-08-01 | 1981-01-01 | 1994-02-09 | Petroleum | Unleaded gasoline | Unleaded gasoline | [7 empty] | 1901-01-01 | [15 empty] | UST Currently In Use: 0; UST Temp Close: 0; AST Currently In Use: 0; AST Temp Closed: 0 | 0 | 0 | 3 | 16787-119-014677 | REACH INC
39977 | Permanently Closed | 1998-12-15 | 1981-01-01 | 2000-02-24 | Petroleum | Unleaded gasoline | Unleaded gasoline | [7 empty] | 1901-01-01 | [15 empty] | UST Currently In Use: 0; UST Temp Close: 0; AST Currently In Use: 0; AST Temp Closed: 0 | 0 | 0 | 3 | 16787-119-014677 | REACH INC
39978 | Permanently Closed | 1998-11-04 | 1981-01-01 | 2000-02-24 | Petroleum | Unleaded gasoline | Unleaded gasoline | [7 empty] | 1901-01-01 | [15 empty] | UST Currently In Use: 0; UST Temp Close: 0; AST Currently In Use: 0; AST Temp Closed: 0 | 0 | 0 | 3 | 16787-119-014677 | REACH INC
39979 | Permanently Closed | 1993-12-30 | 1989-01-01 | 1993-12-30 | Petroleum | Unleaded gasoline | Unleaded gasoline |  | Steel | Steel |  |  | Steel |  | 1901-01-01 | [15 empty] | UST Currently In Use: 0; UST Temp Close: 0; AST Currently In Use: 0; AST Temp Closed: 0 | 0 | 0 | 1 | 16788-039-014678 | J M MERRILL MOTORS INC
39980 | Temporary Closed | 2008-02-29 | 1989-01-01 |  | Petroleum | Unleaded gasoline | Unleaded gasoline | Retail | Steel | Steel | Coated & cathodic protection (sti-P3) |  | Steel |  |  | Galvanic Cathodic | Catchment Basin, Single walled catchment basin | Automatic shutoff device At 95% full | Automatic shutoff device At 95% full | [11 empty] | UST Currently In Use: 0; UST Temp Close: 3; AST Currently In Use: 0; AST Temp Closed: 0 | 0 | 3 | 0 | 16789-097-014679 | W E DAVIS
39981 | Temporary Closed | 2008-02-29 | 1989-01-01 |  | Petroleum | Unleaded gasoline | Unleaded gasoline | Retail | Steel | Steel | Coated & cathodic protection (sti-P3) |  | Steel |  |  | Galvanic Cathodic | Catchment Basin, Single walled catchment basin | Automatic shutoff device At 95% full | Automatic shutoff device At 95% full | [11 empty] | UST Currently In Use: 0; UST Temp Close: 3; AST Currently In Use: 0; AST Temp Closed: 0 | 0 | 3 | 0 | 16789-097-014679 | W E DAVIS
39982 | Temporary Closed | 2008-02-29 | 1989-01-01 |  | Petroleum | Premium gasoline | Premium gasoline | Retail | Steel | Steel | Coated & cathodic protection (sti-P3) |  | Steel |  |  | Galvanic Cathodic | Catchment Basin, Single walled catchment basin | Automatic shutoff device At 95% full | Automatic shutoff device At 95% full | [11 empty] | UST Currently In Use: 0; UST Temp Close: 3; AST Currently In Use: 0; AST Temp Closed: 0 | 0 | 3 | 0 | 16789-097-014679 | W E DAVIS
39983 | Retired | 1988-08-08 | 1989-01-01 |  | Petroleum | On road diesel | On road diesel |  | Steel | Steel |  | Painted or None | Steel |  | 1901-01-01 | [15 empty] | UST Currently In Use: 0; UST Temp Close: 0; AST Currently In Use: 0; AST Temp Closed: 0 | 0 | 0 | 0 | 17640-097-014679 | CARL H DAVIS
39984 | Retired | 1988-08-08 | 1989-01-01 |  | Petroleum | On road diesel | On road diesel |  | Steel | Steel |  | Painted or None | Steel |  | 1901-01-01 | [15 empty] | UST Currently In Use: 0; UST Temp Close: 0; AST Currently In Use: 0; AST Temp Closed: 0 | 0 | 0 | 0 | 17640-097-014679 | CARL H DAVIS
39985 | Temporary Closed | 2005-10-31 | 1988-01-01 |  | Petroleum | Unleaded gasoline | Unleaded gasoline | Retail | Steel | Steel | Field installed cathodic protection |  | Steel |  |  | Field installed cathodic protection | Catchment Basin, Single walled catchment basin | Automatic shutoff device At 95% full | Automatic shutoff device At 95% full | [11 empty] | UST Currently In Use: 0; UST Temp Close: 2; AST Currently In Use: 0; AST Temp Closed: 0 | 0 | 2 | 0 | 16790-097-014680 | GRADY WOOLEY
39986 | Temporary Closed | 2005-10-31 | 1988-01-01 |  | Petroleum | Mid-grade gasoline | Mid-grade gasoline | Retail | Steel | Steel | Field installed cathodic protection |  | Steel |  |  | Field installed cathodic protection | Catchment Basin, Single walled catchment basin | Automatic shutoff device At 95% full | Automatic shutoff device At 95% full | [11 empty] | UST Currently In Use: 0; UST Temp Close: 2; AST Currently In Use: 0; AST Temp Closed: 0 | 0 | 2 | 0 | 16790-097-014680 | GRADY WOOLEY
39987 | Permanently Closed | 1994-02-22 | 1976-01-01 | 1994-02-22 | Petroleum | Unleaded gasoline | Unleaded gasoline |  | Steel | Steel |  | Painted or None | Steel |  | 1901-01-01 | [12 empty] | Annual line testing | Annual line testing |  | UST Currently In Use: 2; UST Temp Close: 0; AST Currently In Use: 0; AST Temp Closed: 0 | 2 | 0 | 3 | 23881-003-006741 | SHREE SAI INVESTMENT GROUP, LLC
39988 | Permanently Closed | 1994-02-22 | 1976-01-01 | 1994-02-22 | Petroleum | Unleaded gasoline | Unleaded gasoline |  | Steel | Steel |  | Painted or None | Steel |  | 1901-01-01 | [12 empty] | Annual line testing | Annual line testing |  | UST Currently In Use: 2; UST Temp Close: 0; AST Currently In Use: 0; AST Temp Closed: 0 | 2 | 0 | 3 | 23881-003-006741 | SHREE SAI INVESTMENT GROUP, LLC
39989 | Permanently Closed | 1994-02-22 | 1976-01-01 | 1994-02-22 | Petroleum | Unleaded gasoline | Unleaded gasoline |  | Steel | Steel |  | Painted or None | Steel |  | 1901-01-01 | [12 empty] | Annual line testing | Annual line testing |  | UST Currently In Use: 2; UST Temp Close: 0; AST Currently In Use: 0; AST Temp Closed: 0 | 2 | 0 | 3 | 23881-003-006741 | SHREE SAI INVESTMENT GROUP, LLC
39990 | Permanently Closed | 2005-01-26 | 1989-01-01 | 2008-07-16 | Petroleum | Unleaded gasoline | Unleaded gasoline | Retail | Fiberglass coated steel | Fiberglass coated steel | Field installed cathodic protection |  | Steel |  | 1901-01-01 | Field installed cathodic protection | Catchment Basin, Single walled catchment basin | Automatic shutoff device At 95% full | Automatic shutoff device At 95% full | [8 empty] | Annual line testing | Annual line testing |  | UST Currently In Use: 0; UST Temp Close: 0; AST Currently In Use: 0; AST Temp Closed: 0 | 0 | 0 | 4 | 16792-097-014682 | JOHN LOCKLIER
39991 | Permanently Closed | 2005-01-26 | 1989-01-01 | 2008-07-16 | Petroleum | Mid-grade gasoline | Mid-grade gasoline | Retail | Fiberglass coated steel | Fiberglass coated steel | Field installed cathodic protection |  | Steel |  | 1901-01-01 | Field installed cathodic protection | Catchment Basin, Single walled catchment basin | Automatic shutoff device At 95% full | Automatic shutoff device At 95% full | [8 empty] | Annual line testing | Annual line testing |  | UST Currently In Use: 0; UST Temp Close: 0; AST Currently In Use: 0; AST Temp Closed: 0 | 0 | 0 | 4 | 16792-097-014682 | JOHN LOCKLIER
39992 | Permanently Closed | 2005-01-26 | 1989-01-01 | 2008-07-16 | Petroleum | Premium gasoline | Premium gasoline | Retail | Fiberglass coated steel | Fiberglass coated steel | Field installed cathodic protection |  | Steel |  | 1901-01-01 | Field installed cathodic protection | Catchment Basin, Single walled catchment basin | Automatic shutoff device At 95% full | Automatic shutoff device At 95% full | [8 empty] | Annual line testing | Annual line testing |  | UST Currently In Use: 0; UST Temp Close: 0; AST Currently In Use: 0; AST Temp Closed: 0 | 0 | 0 | 4 | 16792-097-014682 | JOHN LOCKLIER
39993 | Permanently Closed | 2005-01-26 | 1989-01-01 | 2008-07-16 | Petroleum | Unleaded gasoline | Unleaded gasoline | Retail | Fiberglass coated steel | Fiberglass coated steel | Field installed cathodic protection |  | Steel |  | 1901-01-01 | Field installed cathodic protection | Catchment Basin, Single walled catchment basin | Automatic shutoff device At 95% full | Automatic shutoff device At 95% full | [8 empty] | Annual line testing | Annual line testing |  | UST Currently In Use: 0; UST Temp Close: 0; AST Currently In Use: 0; AST Temp Closed: 0 | 0 | 0 | 4 | 16792-097-014682 | JOHN LOCKLIER
39994 | Inert | 1991-12-01 | 1989-01-01 |  | Petroleum | Unleaded gasoline | Unleaded gasoline |  | Fiberglass coated steel | Fiberglass coated steel |  |  | Steel |  | 1901-01-01 | [15 empty] | UST Currently In Use: 0; UST Temp Close: 0; AST Currently In Use: 0; AST Temp Closed: 0 | 0 | 0 | 0 | 16792-097-014683 | JOHN LOCKLIER
39995 | Inert | 1991-12-01 | 1989-01-01 |  | Petroleum | Unleaded gasoline | Unleaded gasoline |  | Steel | Steel |  | Painted or None | Steel |  | 1901-01-01 | [15 empty] | UST Currently In Use: 0; UST Temp Close: 0; AST Currently In Use: 0; AST Temp Closed: 0 | 0 | 0 | 0 | 16792-097-014683 | JOHN LOCKLIER
39996 | Inert | 1991-12-01 | 1989-01-01 |  | Petroleum | Unleaded gasoline | Unleaded gasoline |  | Steel | Steel |  | Painted or None | Steel |  | 1901-01-01 | [15 empty] | UST Currently In Use: 0; UST Temp Close: 0; AST Currently In Use: 0; AST Temp Closed: 0 | 0 | 0 | 0 | 16792-097-014683 | JOHN LOCKLIER
39997 | Currently in Use |  | 1989-01-01 |  | Petroleum | Unleaded gasoline | Unleaded gasoline | Retail | Steel | Steel | Field installed cathodic protection, Interior lined (not allowed as a standalone method of corrosion protection) |  | Steel |  |  | Field installed cathodic protection | Catchment Basin, Single walled catchment basin | Flow Rest 90% Full | Flow Rest 90% Full |  |  | Continuous Automatic Tank Gauge |  | Automatic flow restrictor (MLLD) | Automatic flow restrictor (MLLD) |  |  | Annual line testing | Annual line testing |  | UST Currently In Use: 2; UST Temp Close: 2; AST Currently In Use: 0; AST Temp Closed: 0 | 2 | 2 | 0 | 23372-125-014684 | MIDSTATES PETROLEUM COMPANY
39998 | Currently in Use |  | 1989-01-01 |  | Petroleum | Unleaded gasoline | Unleaded gasoline | Retail | Steel | Steel | Field installed cathodic protection, Interior lined (not allowed as a standalone method of corrosion protection) |  | Steel |  |  | Field installed cathodic protection | Catchment Basin, Single walled catchment basin | Flow Rest 90% Full | Flow Rest 90% Full |  |  | Continuous Automatic Tank Gauge |  | Automatic flow restrictor (MLLD), MANIFOLDED | Automatic flow restrictor (MLLD) |  |  | Annual line testing, Other, MANIFOLDED | Other |  | UST Currently In Use: 2; UST Temp Close: 2; AST Currently In Use: 0; AST Temp Closed: 0 | 2 | 2 | 0 | 23372-125-014684 | MIDSTATES PETROLEUM COMPANY
39999 | Temporary Closed | 2012-03-11 | 1989-01-01 |  | Petroleum | Mid-grade gasoline | Mid-grade gasoline | Retail | Steel | Steel | Field installed cathodic protection, Interior lined (not allowed as a standalone method of corrosion protection) |  | Steel |  | 1901-01-01 | Field installed cathodic protection | Catchment Basin, Single walled catchment basin | Flow Rest 90% Full | Flow Rest 90% Full |  |  | Continuous Automatic Tank Gauge |  | Automatic flow restrictor (MLLD) | Automatic flow restrictor (MLLD) |  |  | Annual line testing | Annual line testing |  | UST Currently In Use: 2; UST Temp Close: 2; AST Currently In Use: 0; AST Temp Closed: 0 | 2 | 2 | 0 | 23372-125-014684 | MIDSTATES PETROLEUM COMPANY
40000 | Temporary Closed | 2011-02-23 | 1989-01-01 |  | Petroleum | Premium gasoline | Premium gasoline | Retail | Steel | Steel | Field installed cathodic protection, Interior lined (not allowed as a standalone method of corrosion protection) |  | Steel |  |  | Field installed cathodic protection | Catchment Basin, Single walled catchment basin | Flow Rest 90% Full | Flow Rest 90% Full |  |  | Continuous Automatic Tank Gauge |  | Automatic flow restrictor (MLLD) | Automatic flow restrictor (MLLD) |  |  | Annual line testing | Annual line testing |  | UST Currently In Use: 2; UST Temp Close: 2; AST Currently In Use: 0; AST Temp Closed: 0 | 2 | 2 | 0 | 23372-125-014684 | MIDSTATES PETROLEUM COMPANY
40001 | Currently in Use |  | 1989-01-01 |  | Petroleum | Unleaded gasoline | Unleaded gasoline | Retail | Steel | Steel | Coated & cathodic protection (sti-P3) |  | Fiberglass reinforced plastic, Single Wall |  |  | Other, FLXS ISOLA | Catchment Basin, Single walled catchment basin | Audible high level alarm At 90% full | Audible high level alarm At 90% full |  |  | Automatic Tank Gauge |  | Automatic flow restrictor (MLLD) | Automatic flow restrictor (MLLD) |  |  | Annual line testing | Annual line testing |  | UST Currently In Use: 4; UST Temp Close: 0; AST Currently In Use: 0; AST Temp Closed: 0 | 4 | 0 | 0 | 24916-097-014685 | RSYA LLC
40002 | Currently in Use |  | 1989-01-01 |  | Petroleum | Unleaded gasoline | Unleaded gasoline | Retail | Steel | Steel | Coated & cathodic protection (sti-P3) |  | Fiberglass reinforced plastic, Single Wall |  |  | Other, FLXS ISOLA | Catchment Basin, Single walled catchment basin | Audible high level alarm At 90% full | Audible high level alarm At 90% full |  |  | Automatic Tank Gauge |  | Automatic flow restrictor (MLLD) | Automatic flow restrictor (MLLD) |  |  | Annual line testing | Annual line testing |  | UST Currently In Use: 4; UST Temp Close: 0; AST Currently In Use: 0; AST Temp Closed: 0 | 4 | 0 | 0 | 24916-097-014685 | RSYA LLC
40003 | Currently in Use |  | 1989-01-01 |  | Petroleum | On road diesel | On road diesel | Retail | Steel | Steel | Coated & cathodic protection (sti-P3) |  | Fiberglass reinforced plastic, Single Wall |  |  | Other, FLXS ISOLA | Catchment Basin, Single walled catchment basin | Audible high level alarm At 90% full | Audible high level alarm At 90% full |  |  | Automatic Tank Gauge |  | Automatic flow restrictor (MLLD) | Automatic flow restrictor (MLLD) |  |  | Annual line testing | Annual line testing |  | UST Currently In Use: 4; UST Temp Close: 0; AST Currently In Use: 0; AST Temp Closed: 0 | 4 | 0 | 0 | 24916-097-014685 | RSYA LLC
40004 | Currently in Use |  | 1989-01-01 |  | Petroleum | Premium gasoline | Premium gasoline | Retail | Steel | Steel | Coated & cathodic protection (sti-P3) |  | Fiberglass reinforced plastic, Single Wall |  |  | Other, FLXS ISOLA | Catchment Basin, Single walled catchment basin | Audible high level alarm At 90% full | Audible high level alarm At 90% full |  |  | Automatic Tank Gauge |  | Automatic flow restrictor (MLLD) | Automatic flow restrictor (MLLD) |  |  | Annual line testing | Annual line testing |  | UST Currently In Use: 4; UST Temp Close: 0; AST Currently In Use: 0; AST Temp Closed: 0 | 4 | 0 | 0 | 24916-097-014685 | RSYA LLC
40005 | Permanently Closed | 1978-06-01 | 1989-01-01 | 1990-03-27 | Petroleum | Unleaded gasoline | Unleaded gasoline | [7 empty] | 1901-01-01 | [15 empty] | UST Currently In Use: 0; UST Temp Close: 0; AST Currently In Use: 0; AST Temp Closed: 0 | 0 | 0 | 1 | 16795-097-014686 | KING ARTHUR CLOCK (MILLER WIDEMIRE)
40006 | Permanently Closed | 1995-03-01 | 1989-01-01 | 1995-08-15 | Petroleum | Unleaded gasoline | Unleaded gasoline |  | Steel | Steel |  | Painted or None |  |  | 1901-01-01 | [12 empty] | Annual line testing | Annual line testing |  | UST Currently In Use: 0; UST Temp Close: 0; AST Currently In Use: 0; AST Temp Closed: 0 | 0 | 0 | 3 | 16796-125-014687 | CITY OF NORTHPORT
40007 | Permanently Closed | 1995-03-01 | 1989-01-01 | 1995-08-15 | Petroleum | Kerosene | Kerosene |  | Steel | Steel |  | Painted or None |  |  | 1901-01-01 | [12 empty] | Annual line testing | Annual line testing |  | UST Currently In Use: 0; UST Temp Close: 0; AST Currently In Use: 0; AST Temp Closed: 0 | 0 | 0 | 3 | 16796-125-014687 | CITY OF NORTHPORT
40008 | Permanently Closed | 1994-08-01 | 1989-01-01 | 1996-11-13 | Petroleum | Unleaded gasoline | Unleaded gasoline |  | Steel | Steel |  |  |  |  | 1901-01-01 | [12 empty] | Annual line testing | Annual line testing |  | UST Currently In Use: 0; UST Temp Close: 0; AST Currently In Use: 0; AST Temp Closed: 0 | 0 | 0 | 3 | 16796-125-014687 | CITY OF NORTHPORT
40009 | Permanently Closed | 1990-06-01 | 1989-01-01 | 1990-06-01 | Petroleum | Unleaded gasoline | Unleaded gasoline | State/federal government | Steel | Steel |  |  | Steel |  | 1901-01-01 | [15 empty] | UST Currently In Use: 0; UST Temp Close: 0; AST Currently In Use: 0; AST Temp Closed: 0 | 0 | 0 | 3 | 16797-125-014688 | SHELTON STATE COMMUNITY COLLEGE
40010 | Permanently Closed | 1990-06-01 | 1989-01-01 | 1990-06-01 | Petroleum | On road diesel | On road diesel | State/federal government | Steel | Steel |  |  | Steel |  | 1901-01-01 | [15 empty] | UST Currently In Use: 0; UST Temp Close: 0; AST Currently In Use: 0; AST Temp Closed: 0 | 0 | 0 | 3 | 16797-125-014688 | SHELTON STATE COMMUNITY COLLEGE
40011 | Permanently Closed | 1990-06-01 | 1989-01-01 | 1990-06-01 | Petroleum | Used oil | Used oil | State/federal government | Steel | Steel |  |  | Steel |  | 1901-01-01 | [15 empty] | UST Currently In Use: 0; UST Temp Close: 0; AST Currently In Use: 0; AST Temp Closed: 0 | 0 | 0 | 3 | 16797-125-014688 | SHELTON STATE COMMUNITY COLLEGE
40012 | Permanently Closed | 2019-04-30 | 1989-01-01 | 2020-06-11 | Petroleum | Unleaded gasoline | Unleaded gasoline | Retail | Steel | Steel | Coated & cathodic protection (sti-P3) |  | Fiberglass reinforced plastic |  |  |  | Catchment Basin, Single walled catchment basin | Automatic shutoff device At 95% full | Automatic shutoff device At 95% full |  |  | Statistical Inventory Reconciliation (SIR) |  | Automatic flow restrictor (MLLD) | Automatic flow restrictor (MLLD) |  |  | Statistical inventory reconciliation (SIR) | Statistical inventory reconciliation (SIR) |  | UST Currently In Use: 0; UST Temp Close: 0; AST Currently In Use: 0; AST Temp Closed: 0 | 0 | 0 | 4 | 25678-097-014689 | BEACH COMBER MARINA
40013 | Permanently Closed | 2019-04-30 | 1989-01-01 | 2020-06-11 | Petroleum | Mid-grade gasoline | Mid-grade gasoline | Retail | Steel | Steel | Coated & cathodic protection (sti-P3) |  | Fiberglass reinforced plastic |  |  |  | Catchment Basin, Single walled catchment basin | Automatic shutoff device At 95% full | Automatic shutoff device At 95% full |  |  | Statistical Inventory Reconciliation (SIR) |  | Automatic flow restrictor (MLLD) | Automatic flow restrictor (MLLD) |  |  | Statistical inventory reconciliation (SIR) | Statistical inventory reconciliation (SIR) |  | UST Currently In Use: 0; UST Temp Close: 0; AST Currently In Use: 0; AST Temp Closed: 0 | 0 | 0 | 4 | 25678-097-014689 | BEACH COMBER MARINA
40014 | Permanently Closed | 2019-04-30 | 1989-01-01 | 2020-06-11 | Petroleum | Premium gasoline | Premium gasoline | Retail | Steel | Steel | Coated & cathodic protection (sti-P3) |  | Fiberglass reinforced plastic |  |  |  | Catchment Basin, Single walled catchment basin | Automatic shutoff device At 95% full | Automatic shutoff device At 95% full |  |  | Statistical Inventory Reconciliation (SIR) |  | Automatic flow restrictor (MLLD) | Automatic flow restrictor (MLLD) |  |  | Statistical inventory reconciliation (SIR) | Statistical inventory reconciliation (SIR) |  | UST Currently In Use: 0; UST Temp Close: 0; AST Currently In Use: 0; AST Temp Closed: 0 | 0 | 0 | 4 | 25678-097-014689 | BEACH COMBER MARINA
40015 | Permanently Closed | 2019-04-30 | 1989-01-01 | 2020-06-11 | Petroleum | On road diesel | On road diesel | Retail | Steel | Steel | Coated & cathodic protection (sti-P3) |  | Fiberglass reinforced plastic |  |  |  | Catchment Basin, Single walled catchment basin | Automatic shutoff device At 95% full | Automatic shutoff device At 95% full |  |  | Statistical Inventory Reconciliation (SIR) |  | Automatic flow restrictor (MLLD) | Automatic flow restrictor (MLLD) |  |  | Statistical inventory reconciliation (SIR) | Statistical inventory reconciliation (SIR) |  | UST Currently In Use: 0; UST Temp Close: 0; AST Currently In Use: 0; AST Temp Closed: 0 | 0 | 0 | 4 | 25678-097-014689 | BEACH COMBER MARINA
40016 | Cannot Locate or abandoned | 1999-01-08 | 1988-01-01 |  | Petroleum | Unleaded gasoline | Unleaded gasoline |  | Steel | Steel |  | Painted or None | Steel |  | 1901-01-01 | [15 empty] | UST Currently In Use: 0; UST Temp Close: 0; AST Currently In Use: 0; AST Temp Closed: 0 | 0 | 0 | 0 | 16799-097-014690 | STAN WINTZELL
40017 | Cannot Locate or abandoned | 1999-01-08 | 1988-01-01 |  | Petroleum | Unleaded gasoline | Unleaded gasoline |  | Steel | Steel |  | Painted or None | Steel |  | 1901-01-01 | [15 empty] | UST Currently In Use: 0; UST Temp Close: 0; AST Currently In Use: 0; AST Temp Closed: 0 | 0 | 0 | 0 | 16799-097-014690 | STAN WINTZELL
40018 | Cannot Locate or abandoned | 1999-01-08 | 1988-01-01 |  | Petroleum | Unleaded gasoline | Unleaded gasoline |  | Steel | Steel |  | Painted or None | Steel |  | 1901-01-01 | [15 empty] | UST Currently In Use: 0; UST Temp Close: 0; AST Currently In Use: 0; AST Temp Closed: 0 | 0 | 0 | 0 | 16799-097-014690 | STAN WINTZELL
40019 | Cannot Locate or abandoned | 1999-01-08 | 1988-01-01 |  | Petroleum | Unleaded gasoline | Unleaded gasoline |  | Steel | Steel |  | Painted or None | Steel |  | 1901-01-01 | [15 empty] | UST Currently In Use: 0; UST Temp Close: 0; AST Currently In Use: 0; AST Temp Closed: 0 | 0 | 0 | 0 | 16799-097-014690 | STAN WINTZELL
40020 | Permanently Closed | 1994-01-01 | 1989-01-01 | 1995-05-08 | Petroleum | Unleaded gasoline | Unleaded gasoline |  | Steel | Steel | Coated & cathodic protection (sti-P3) |  | Fiberglass reinforced plastic |  | 1901-01-01 |  |  |  |  | Interstitial Monitoring within Secondary Containment | [10 empty] | UST Currently In Use: 0; UST Temp Close: 0; AST Currently In Use: 0; AST Temp Closed: 0 | 0 | 0 | 3 | 16800-059-014728 | SEALE & MURPHY SERVICE STATION INC
40021 | Permanently Closed | 1994-01-01 | 1989-01-01 | 1995-05-08 | Petroleum | Unleaded gasoline | Unleaded gasoline |  | Steel | Steel | Coated & cathodic protection (sti-P3) |  | Fiberglass reinforced plastic |  | 1901-01-01 |  |  |  |  | Interstitial Monitoring within Secondary Containment | [10 empty] | UST Currently In Use: 0; UST Temp Close: 0; AST Currently In Use: 0; AST Temp Closed: 0 | 0 | 0 | 3 | 16800-059-014728 | SEALE & MURPHY SERVICE STATION INC
40022 | Permanently Closed | 1994-01-01 | 1989-01-01 | 1995-05-08 | Petroleum | Unleaded gasoline | Unleaded gasoline |  | Steel | Steel | Coated & cathodic protection (sti-P3) |  | Fiberglass reinforced plastic |  | 1901-01-01 |  |  |  |  | Interstitial Monitoring within Secondary Containment | [10 empty] | UST Currently In Use: 0; UST Temp Close: 0; AST Currently In Use: 0; AST Temp Closed: 0 | 0 | 0 | 3 | 16800-059-014728 | SEALE & MURPHY SERVICE STATION INC
40023 | Permanently Closed | 1991-09-06 | 1974-01-01 | 1991-09-06 | Petroleum | Unleaded gasoline | Unleaded gasoline |  | Steel | Steel |  | Painted or None | Steel |  | 1901-01-01 | [15 empty] | UST Currently In Use: 0; UST Temp Close: 0; AST Currently In Use: 0; AST Temp Closed: 0 | 0 | 0 | 3 | 16801-077-002468 | THE FIRST NATIONAL BANK OF FLORENCE
40024 | Permanently Closed | 1991-09-06 | 1974-01-01 | 1991-09-06 | Petroleum | Unleaded gasoline | Unleaded gasoline |  | Steel | Steel |  | Painted or None | Steel |  | 1901-01-01 | [15 empty] | UST Currently In Use: 0; UST Temp Close: 0; AST Currently In Use: 0; AST Temp Closed: 0 | 0 | 0 | 3 | 16801-077-002468 | THE FIRST NATIONAL BANK OF FLORENCE
40025 | Permanently Closed | 1991-09-06 | 1974-01-01 | 1991-09-06 | Petroleum | Unleaded gasoline | Unleaded gasoline |  | Steel | Steel |  | Painted or None | Steel |  | 1901-01-01 | [15 empty] | UST Currently In Use: 0; UST Temp Close: 0; AST Currently In Use: 0; AST Temp Closed: 0 | 0 | 0 | 3 | 16801-077-002468 | THE FIRST NATIONAL BANK OF FLORENCE
40026 |  | 2002-03-12 | 1978-01-01 |  | Petroleum | Unleaded gasoline | Unleaded gasoline | Retail | Steel | Steel |  | Painted or None | Steel |  | 1901-01-01 | [15 empty] | UST Currently In Use: 0; UST Temp Close: 0; AST Currently In Use: 0; AST Temp Closed: 0 | 0 | 0 | 0 | 16802-019-008088 | SAMMY HESTER
40027 |  | 2002-03-12 | 1978-01-01 |  | Petroleum | Mid-grade gasoline | Mid-grade gasoline | Retail | Steel | Steel |  | Painted or None | Steel |  | 1901-01-01 | [15 empty] | UST Currently In Use: 0; UST Temp Close: 0; AST Currently In Use: 0; AST Temp Closed: 0 | 0 | 0 | 0 | 16802-019-008088 | SAMMY HESTER
40028 |  | 2002-03-12 | 1978-01-01 |  | Petroleum | Premium gasoline | Premium gasoline | Retail | Steel | Steel |  | Painted or None | Steel |  | 1901-01-01 | [15 empty] | UST Currently In Use: 0; UST Temp Close: 0; AST Currently In Use: 0; AST Temp Closed: 0 | 0 | 0 | 0 | 16802-019-008088 | SAMMY HESTER
40029 |  | 2002-03-12 | 1982-01-01 |  | Petroleum | On road diesel | On road diesel | Retail | Steel | Steel |  | Painted or None | Steel |  | 1901-01-01 | [15 empty] | UST Currently In Use: 0; UST Temp Close: 0; AST Currently In Use: 0; AST Temp Closed: 0 | 0 | 0 | 0 | 16802-019-008088 | SAMMY HESTER
40031 | Currently in Use |  | 1989-12-19 |  | Petroleum | Unleaded gasoline | Unleaded gasoline | Retail | Fiberglass reinforced plastic | Fiberglass reinforced plastic |  |  | Fiberglass reinforced plastic |  | 1901-01-01 |  | Catchment Basin, Single walled catchment basin | Flow Rest 90% Full | Flow Rest 90% Full |  |  | Automatic Tank Gauge, Statistical Inventory Reconciliation (SIR) |  | Automatic flow restrictor (MLLD) | Automatic flow restrictor (MLLD) |  |  | Statistical inventory reconciliation (SIR) | Statistical inventory reconciliation (SIR) |  | UST Currently In Use: 4; UST Temp Close: 0; AST Currently In Use: 1; AST Temp Closed: 0 | 4 | 0 | 0 | 21485-083-014733 | WELLDEN & WATKINS LLC
40032 | Currently in Use |  | 1989-12-19 |  | Petroleum | Mid-grade gasoline | Mid-grade gasoline | Retail | Fiberglass reinforced plastic | Fiberglass reinforced plastic |  |  | Fiberglass reinforced plastic |  | 1901-01-01 |  | Catchment Basin, Single walled catchment basin | Flow Rest 90% Full | Flow Rest 90% Full |  |  | Automatic Tank Gauge, Statistical Inventory Reconciliation (SIR) |  | Automatic flow restrictor (MLLD) | Automatic flow restrictor (MLLD) |  |  | Statistical inventory reconciliation (SIR) | Statistical inventory reconciliation (SIR) |  | UST Currently In Use: 4; UST Temp Close: 0; AST Currently In Use: 1; AST Temp Closed: 0 | 4 | 0 | 0 | 21485-083-014733 | WELLDEN & WATKINS LLC
40033 | Currently in Use |  | 1989-12-19 |  | Petroleum | Premium gasoline | Premium gasoline | Retail | Fiberglass reinforced plastic | Fiberglass reinforced plastic |  |  | Fiberglass reinforced plastic |  | 1901-01-01 |  | Catchment Basin, Single walled catchment basin | Flow Rest 90% Full | Flow Rest 90% Full |  |  | Automatic Tank Gauge, Statistical Inventory Reconciliation (SIR) |  | Automatic flow restrictor (MLLD) | Automatic flow restrictor (MLLD) |  |  | Statistical inventory reconciliation (SIR) | Statistical inventory reconciliation (SIR) |  | UST Currently In Use: 4; UST Temp Close: 0; AST Currently In Use: 1; AST Temp Closed: 0 | 4 | 0 | 0 | 21485-083-014733 | WELLDEN & WATKINS LLC
40034 | Currently in Use |  | 1989-12-19 |  | Petroleum | On road diesel | On road diesel | Retail | Fiberglass reinforced plastic | Fiberglass reinforced plastic |  |  | Fiberglass reinforced plastic |  | 1901-01-01 |  | Catchment Basin, Single walled catchment basin | Flow Rest 90% Full | Flow Rest 90% Full |  |  | Automatic Tank Gauge, Statistical Inventory Reconciliation (SIR) |  | Automatic flow restrictor (MLLD) | Automatic flow restrictor (MLLD) |  |  | Statistical inventory reconciliation (SIR) | Statistical inventory reconciliation (SIR) |  | UST Currently In Use: 4; UST Temp Close: 0; AST Currently In Use: 1; AST Temp Closed: 0 | 4 | 0 | 0 | 21485-083-014733 | WELLDEN & WATKINS LLC
40035 |  | 1995-05-01 | 1989-01-01 |  | Petroleum | Unleaded gasoline | Unleaded gasoline |  | Steel | Steel |  |  | Steel |  | 1901-01-01 | [15 empty] | UST Currently In Use: 0; UST Temp Close: 0; AST Currently In Use: 0; AST Temp Closed: 0 | 0 | 0 | 0 | 17559-009-014736 | REVIS GREEN
40036 |  | 1995-05-01 | 1989-01-01 |  | Petroleum | Unleaded gasoline | Unleaded gasoline |  | Steel | Steel |  |  | Steel |  | 1901-01-01 | [15 empty] | UST Currently In Use: 0; UST Temp Close: 0; AST Currently In Use: 0; AST Temp Closed: 0 | 0 | 0 | 0 | 17559-009-014736 | REVIS GREEN
40037 | Cannot Locate or abandoned | 1996-07-01 | 1983-01-01 |  | Petroleum | Unleaded gasoline | Unleaded gasoline |  | Steel | Steel | Coated & cathodic protection (sti-P3) |  | Steel |  | 1901-01-01 | [15 empty] | UST Currently In Use: 0; UST Temp Close: 0; AST Currently In Use: 0; AST Temp Closed: 0 | 0 | 0 | 0 | 16806-019-008093 | MARTHA P BAKER
40038 | Currently in Use |  | 1982-08-01 |  | Petroleum | Unleaded gasoline | Unleaded gasoline | Retail | Fiberglass reinforced plastic, Single Wall | Single Wall |  |  | Double Wall, Flexible |  | 1901-01-01 |  | Catchment Basin, Single walled catchment basin | Automatic shutoff device At 95% full | Automatic shutoff device At 95% full |  |  | Continuous Automatic Tank Gauge | Single walled submersible pump containment sump | Automatic flow restrictor (MLLD), Containment Sump | Containment Sump | Interstitial Monitoring within Secondary Containment | SENSOR TO ATG | Annual line testing, Continuous alarm system | Continuous alarm system |  | UST Currently In Use: 3; UST Temp Close: 0; AST Currently In Use: 0; AST Temp Closed: 0 | 3 | 0 | 1 | 25244-009-005319 | MEX NORTH ALABAMA, LLC.
40039 | Currently in Use |  | 1982-08-01 |  | Petroleum | Premium gasoline | Premium gasoline | Retail | Fiberglass reinforced plastic, Single Wall | Single Wall |  |  | Double Wall, Flexible |  | 1901-01-01 |  | Catchment Basin, Single walled catchment basin | Automatic shutoff device At 95% full | Automatic shutoff device At 95% full |  |  | Continuous Automatic Tank Gauge | Single walled submersible pump containment sump | Automatic flow restrictor (MLLD), Containment Sump | Containment Sump | Interstitial Monitoring within Secondary Containment | SENSOR TO ATG | Annual line testing, Continuous alarm system | Continuous alarm system |  | UST Currently In Use: 3; UST Temp Close: 0; AST Currently In Use: 0; AST Temp Closed: 0 | 3 | 0 | 1 | 25244-009-005319 | MEX NORTH ALABAMA, LLC.
40040 | Currently in Use |  | 1982-08-01 |  | Petroleum | On road diesel | On road diesel | Retail | Fiberglass reinforced plastic, Single Wall | Single Wall |  |  | Double Wall, Flexible |  | 1901-01-01 |  | Catchment Basin, Single walled catchment basin | Flow Rest 90% Full | Flow Rest 90% Full |  |  | Continuous Automatic Tank Gauge | Single walled submersible pump containment sump | Automatic flow restrictor (MLLD), Containment Sump | Containment Sump | Interstitial Monitoring within Secondary Containment | SENSOR TO ATG | Annual line testing, Continuous alarm system | Continuous alarm system |  | UST Currently In Use: 3; UST Temp Close: 0; AST Currently In Use: 0; AST Temp Closed: 0 | 3 | 0 | 1 | 25244-009-005319 | MEX NORTH ALABAMA, LLC.
40041 | Permanently Closed | 2000-08-21 | 1982-08-01 | 2000-08-21 | Petroleum | Used oil | Used oil |  | Fiberglass reinforced plastic | Fiberglass reinforced plastic |  |  | Fiberglass reinforced plastic |  | 1901-01-01 |  | Catchment Basin, EXEMPT | Automatic shutoff device At 95% full, EXEMPT | Automatic shutoff device At 95% full | [11 empty] | UST Currently In Use: 3; UST Temp Close: 0; AST Currently In Use: 0; AST Temp Closed: 0 | 3 | 0 | 1 | 25244-009-005319 | MEX NORTH ALABAMA, LLC.
40042 | Retired | 1988-01-01 | 1990-01-01 |  | Petroleum | Unleaded gasoline | Unleaded gasoline | Retail | Steel | Steel | Coated & cathodic protection (sti-P3) |  | Fiberglass reinforced plastic |  | 1901-01-01 |  | Catchment Basin, Single walled catchment basin | Flow Rest 90% Full | Flow Rest 90% Full | [11 empty] | UST Currently In Use: 0; UST Temp Close: 0; AST Currently In Use: 0; AST Temp Closed: 0 | 0 | 0 | 0 | 16808-133-014739 | PINE RIDGE GROCERY
40043 | Retired | 1988-01-01 | 1990-01-01 |  | Petroleum | Unleaded gasoline | Unleaded gasoline | Retail | Steel | Steel | Coated & cathodic protection (sti-P3) |  | Fiberglass reinforced plastic |  | 1901-01-01 |  | Catchment Basin, Single walled catchment basin | Flow Rest 90% Full | Flow Rest 90% Full | [11 empty] | UST Currently In Use: 0; UST Temp Close: 0; AST Currently In Use: 0; AST Temp Closed: 0 | 0 | 0 | 0 | 16808-133-014739 | PINE RIDGE GROCERY
40044 | Retired | 1988-01-01 | 1990-01-01 |  | Petroleum | On road diesel | On road diesel | Retail | Steel | Steel | Coated & cathodic protection (sti-P3) |  | Fiberglass reinforced plastic |  | 1901-01-01 |  | Catchment Basin, Single walled catchment basin | Flow Rest 90% Full | Flow Rest 90% Full | [11 empty] | UST Currently In Use: 0; UST Temp Close: 0; AST Currently In Use: 0; AST Temp Closed: 0 | 0 | 0 | 0 | 16808-133-014739 | PINE RIDGE GROCERY
40045 | Permanently Closed | 1990-05-16 | 1984-01-01 | 1990-05-16 | Petroleum | Unleaded gasoline | Unleaded gasoline |  | Steel | Steel |  | Painted or None | Steel |  | 1901-01-01 | [6 empty] | Manual Tank Gauging (only tanks 1000 gal. or less and 48” or 64” in diameter) | [8 empty] | UST Currently In Use: 0; UST Temp Close: 0; AST Currently In Use: 3; AST Temp Closed: 0 | 0 | 0 | 2 | 16809-033-014744 | BUDDY COAN
40046 | Permanently Closed | 1990-05-16 | 1984-01-01 | 1990-05-16 | Petroleum | Unleaded gasoline | Unleaded gasoline |  | Steel | Steel |  | Painted or None | Steel |  | 1901-01-01 | [6 empty] | Manual Tank Gauging (only tanks 1000 gal. or less and 48” or 64” in diameter) | [8 empty] | UST Currently In Use: 0; UST Temp Close: 0; AST Currently In Use: 3; AST Temp Closed: 0 | 0 | 0 | 2 | 16809-033-014744 | BUDDY COAN
40047 | Permanently Closed | 1990-10-15 | 1960-01-01 | 1990-10-15 | Petroleum | Unleaded gasoline | Unleaded gasoline |  | Steel | Steel |  | Painted or None | Steel |  | 1901-01-01 | [15 empty] | UST Currently In Use: 0; UST Temp Close: 0; AST Currently In Use: 0; AST Temp Closed: 0 | 0 | 0 | 7 | 25133-095-007826 | MARGARET ANDERSON
40048 | Permanently Closed | 1990-10-15 | 1960-01-01 | 1990-10-15 | Petroleum | Unleaded gasoline | Unleaded gasoline |  | Steel | Steel |  | Painted or None | Steel |  | 1901-01-01 | [15 empty] | UST Currently In Use: 0; UST Temp Close: 0; AST Currently In Use: 0; AST Temp Closed: 0 | 0 | 0 | 7 | 25133-095-007826 | MARGARET ANDERSON
40049 | Permanently Closed | 1990-10-15 | 1960-01-01 | 1990-10-15 | Petroleum | Unleaded gasoline | Unleaded gasoline |  | Steel | Steel |  | Painted or None | Steel |  | 1901-01-01 | [15 empty] | UST Currently In Use: 0; UST Temp Close: 0; AST Currently In Use: 0; AST Temp Closed: 0 | 0 | 0 | 7 | 25133-095-007826 | MARGARET ANDERSON
40050 | Permanently Closed | 1999-01-28 | 1990-01-01 | 1999-01-28 | Petroleum | On road diesel | On road diesel |  | Fiberglass coated steel | Fiberglass coated steel |  |  |  |  | 1901-01-01 | Field installed cathodic protection | [5 empty] | Automatic Tank Gauge | [8 empty] | UST Currently In Use: 0; UST Temp Close: 0; AST Currently In Use: 0; AST Temp Closed: 0 | 0 | 0 | 4 | 16811-033-014749 | HAROLD O STANFIELD
40051 | Permanently Closed | 1999-01-28 | 1990-01-01 | 1999-01-28 | Petroleum | Unleaded gasoline | Unleaded gasoline |  | Fiberglass coated steel | Fiberglass coated steel |  |  |  |  | 1901-01-01 | Field installed cathodic protection | [14 empty] | UST Currently In Use: 0; UST Temp Close: 0; AST Currently In Use: 0; AST Temp Closed: 0 | 0 | 0 | 4 | 16811-033-014749 | HAROLD O STANFIELD
40052 | Permanently Closed | 1999-01-28 | 1990-01-01 | 1999-01-28 | Petroleum | Unleaded gasoline | Unleaded gasoline |  | Fiberglass coated steel | Fiberglass coated steel |  |  |  |  | 1901-01-01 | Field installed cathodic protection | [14 empty] | UST Currently In Use: 0; UST Temp Close: 0; AST Currently In Use: 0; AST Temp Closed: 0 | 0 | 0 | 4 | 16811-033-014749 | HAROLD O STANFIELD
40053 | Permanently Closed | 1999-01-28 | 1990-01-01 | 1999-01-28 | Petroleum | Unleaded gasoline | Unleaded gasoline |  | Fiberglass coated steel | Fiberglass coated steel |  |  | Steel |  | 1901-01-01 | [15 empty] | UST Currently In Use: 0; UST Temp Close: 0; AST Currently In Use: 0; AST Temp Closed: 0 | 0 | 0 | 4 | 16811-033-014749 | HAROLD O STANFIELD
40054 | Permanently Closed | 1990-01-02 | 1978-01-01 | 1991-10-08 | Petroleum | Other, EMPTY | Other |  | Steel | Steel |  |  | Steel |  | 1901-01-01 | [6 empty] | Manual Tank Gauging (only tanks 1000 gal. or less and 48” or 64” in diameter) | [8 empty] | UST Currently In Use: 0; UST Temp Close: 2; AST Currently In Use: 0; AST Temp Closed: 0 | 0 | 2 | 3 | 20814-079-014850 | SAINT'S REAL ESTATE LLC
40055 | Permanently Closed | 1990-01-02 | 1978-01-01 | 1991-10-08 | Petroleum | Other, EMPTY | Other |  | Steel | Steel |  |  | Steel |  | 1901-01-01 | [6 empty] | Manual Tank Gauging (only tanks 1000 gal. or less and 48” or 64” in diameter) | [8 empty] | UST Currently In Use: 0; UST Temp Close: 2; AST Currently In Use: 0; AST Temp Closed: 0 | 0 | 2 | 3 | 20814-079-014850 | SAINT'S REAL ESTATE LLC
40056 | Permanently Closed | 1990-01-02 | 1978-01-01 | 1991-10-08 | Petroleum | Other, EMPTY | Other |  | Steel | Steel |  |  | Steel |  | 1901-01-01 | [6 empty] | Manual Tank Gauging (only tanks 1000 gal. or less and 48” or 64” in diameter) | [8 empty] | UST Currently In Use: 0; UST Temp Close: 2; AST Currently In Use: 0; AST Temp Closed: 0 | 0 | 2 | 3 | 20814-079-014850 | SAINT'S REAL ESTATE LLC
40057 | Permanently Closed | 2005-11-01 | 1990-01-01 | 2016-03-05 | Petroleum | On road diesel | On road diesel | Retail | Double Wall, Fiberglass coated steel | Fiberglass coated steel | Other, ACT-100 |  | Fiberglass reinforced plastic, Single Wall |  | 1901-01-01 |  | Catchment Basin, Single walled catchment basin | Flow Rest 90% Full | Flow Rest 90% Full |  |  | Statistical Inventory Reconciliation (SIR) | [8 empty] | UST Currently In Use: 0; UST Temp Close: 0; AST Currently In Use: 0; AST Temp Closed: 0 | 0 | 0 | 1 | 24864-103-014852 | ROGER FARROW
40058 | Permanently Closed | 1994-08-01 | 1990-01-01 | 1996-11-14 | Petroleum | Unleaded gasoline | Unleaded gasoline |  | Steel | Steel |  | Painted or None | Steel |  | 1901-01-01 | [15 empty] | UST Currently In Use: 0; UST Temp Close: 0; AST Currently In Use: 0; AST Temp Closed: 0 | 0 | 0 | 3 | 20125-033-014853 | KEITH BULLINGTON
40059 | Permanently Closed | 1994-08-01 | 1990-01-01 | 1996-11-14 | Petroleum | Unleaded gasoline | Unleaded gasoline |  | Steel | Steel |  | Painted or None | Steel |  | 1901-01-01 | [15 empty] | UST Currently In Use: 0; UST Temp Close: 0; AST Currently In Use: 0; AST Temp Closed: 0 | 0 | 0 | 3 | 20125-033-014853 | KEITH BULLINGTON
40060 | Permanently Closed | 1994-08-01 | 1990-01-01 | 1996-11-14 | Petroleum | Unleaded gasoline | Unleaded gasoline |  | Steel | Steel |  | Painted or None | Steel |  | 1901-01-01 | [15 empty] | UST Currently In Use: 0; UST Temp Close: 0; AST Currently In Use: 0; AST Temp Closed: 0 | 0 | 0 | 3 | 20125-033-014853 | KEITH BULLINGTON
40061 | Permanently Closed | 1991-01-21 | 1990-01-01 | 1991-01-21 | Petroleum | Unleaded gasoline | Unleaded gasoline | Local government | Steel | Steel |  | Painted or None | Steel |  | 1901-01-01 | [15 empty] | UST Currently In Use: 0; UST Temp Close: 0; AST Currently In Use: 0; AST Temp Closed: 0 | 0 | 0 | 3 | 16815-103-014854 | CITY OF HARTSELLE
40062 | Permanently Closed | 1991-04-12 | 1990-01-01 | 1991-04-12 | Petroleum | Unleaded gasoline | Unleaded gasoline |  | Steel | Steel |  |  |  |  | 1901-01-01 | [15 empty] | UST Currently In Use: 3; UST Temp Close: 0; AST Currently In Use: 0; AST Temp Closed: 0 | 3 | 0 | 3 | 22630-077-014855 | LORI CANERDAY
40063 | Permanently Closed | 1991-04-12 | 1990-01-01 | 1991-04-12 | Petroleum | Unleaded gasoline | Unleaded gasoline |  | Steel | Steel |  |  |  |  | 1901-01-01 | [15 empty] | UST Currently In Use: 3; UST Temp Close: 0; AST Currently In Use: 0; AST Temp Closed: 0 | 3 | 0 | 3 | 22630-077-014855 | LORI CANERDAY
40064 | Permanently Closed | 1991-04-12 | 1990-01-01 | 1991-04-12 | Petroleum | Unleaded gasoline | Unleaded gasoline |  | Steel | Steel |  |  |  |  | 1901-01-01 | [7 empty] | Direct Bury submersible pump | [7 empty] | UST Currently In Use: 3; UST Temp Close: 0; AST Currently In Use: 0; AST Temp Closed: 0 | 3 | 0 | 3 | 22630-077-014855 | LORI CANERDAY
40065 | Currently in Use |  | 1977-01-01 |  | Petroleum | On road diesel | On road diesel | Retail | Single Wall, Steel | Steel | Field installed cathodic protection |  | Single Wall, Steel |  |  | Field installed cathodic protection | Catchment Basin, Single walled catchment basin | Automatic shutoff device At 95% full | Automatic shutoff device At 95% full |  |  | Statistical Inventory Reconciliation (SIR) | [8 empty] | UST Currently In Use: 2; UST Temp Close: 0; AST Currently In Use: 0; AST Temp Closed: 0 | 2 | 0 | 1 | 16817-089-014858 | HUNTER & POTTER
40066 | Currently in Use |  | 1977-01-01 |  | Petroleum | Unleaded gasoline | Unleaded gasoline | Retail | Single Wall, Steel | Steel | Field installed cathodic protection |  | Single Wall, Steel |  |  | Field installed cathodic protection | Catchment Basin, Single walled catchment basin | Automatic shutoff device At 95% full | Automatic shutoff device At 95% full |  |  | Statistical Inventory Reconciliation (SIR) | [8 empty] | UST Currently In Use: 2; UST Temp Close: 0; AST Currently In Use: 0; AST Temp Closed: 0 | 2 | 0 | 1 | 16817-089-014858 | HUNTER & POTTER
40067 | Permanently Closed | 1997-01-02 | 1977-01-01 | 1997-01-02 | Petroleum | Kerosene | Kerosene | Retail | Steel | Steel |  | Painted or None |  |  | 1901-01-01 | [6 empty] | Statistical Inventory Reconciliation (SIR) | [8 empty] | UST Currently In Use: 2; UST Temp Close: 0; AST Currently In Use: 0; AST Temp Closed: 0 | 2 | 0 | 1 | 16817-089-014858 | HUNTER & POTTER
40068 | Permanently Closed | 1993-12-01 | 1990-01-01 | 1993-12-01 | Petroleum | Unleaded gasoline | Unleaded gasoline |  | Steel | Steel |  | Painted or None | Steel |  | 1901-01-01 | [15 empty] | UST Currently In Use: 0; UST Temp Close: 0; AST Currently In Use: 0; AST Temp Closed: 0 | 0 | 0 | 4 | 21132-095-014859 | TOM V ELLENBURG
40069 | Permanently Closed | 1993-12-01 | 1990-01-01 | 1993-12-01 | Petroleum | Unleaded gasoline | Unleaded gasoline |  | Steel | Steel |  | Painted or None | Steel |  | 1901-01-01 | [15 empty] | UST Currently In Use: 0; UST Temp Close: 0; AST Currently In Use: 0; AST Temp Closed: 0 | 0 | 0 | 4 | 21132-095-014859 | TOM V ELLENBURG
40070 | Permanently Closed | 1993-12-01 | 1990-01-01 | 1993-12-01 | Petroleum | Unleaded gasoline | Unleaded gasoline |  | Steel | Steel |  | Painted or None | Steel |  | 1901-01-01 | [15 empty] | UST Currently In Use: 0; UST Temp Close: 0; AST Currently In Use: 0; AST Temp Closed: 0 | 0 | 0 | 4 | 21132-095-014859 | TOM V ELLENBURG
40071 | Permanently Closed | 1994-01-26 | 1987-08-05 | 1994-01-26 | Petroleum | On road diesel | On road diesel |  | Steel | Steel |  | Painted or None | Steel |  | 1901-01-01 | [15 empty] | UST Currently In Use: 0; UST Temp Close: 0; AST Currently In Use: 0; AST Temp Closed: 0 | 0 | 0 | 1 | 16820-089-014861 | O C MOON
40072 | Permanently Closed | 1998-12-01 | 1985-01-01 | 1999-06-10 | Petroleum | Unleaded gasoline | Unleaded gasoline |  | Steel | Steel |  | Painted or None | Steel |  | 1901-01-01 |  | Catchment Basin, Single walled catchment basin |  |  |  |  | Statistical Inventory Reconciliation (SIR) | [8 empty] | UST Currently In Use: 3; UST Temp Close: 1; AST Currently In Use: 0; AST Temp Closed: 0 | 3 | 1 | 2 | 17773-089-005601 | THANH NGUYEN
40073 | Permanently Closed | 1998-12-01 | 1985-01-01 | 1999-06-10 | Petroleum | Unleaded gasoline | Unleaded gasoline |  | Steel | Steel |  | Painted or None | Steel |  | 1901-01-01 |  | Catchment Basin, Single walled catchment basin |  |  |  |  | Statistical Inventory Reconciliation (SIR) | [8 empty] | UST Currently In Use: 3; UST Temp Close: 1; AST Currently In Use: 0; AST Temp Closed: 0 | 3 | 1 | 2 | 17773-089-005601 | THANH NGUYEN
40074 | Permanently Closed | 2000-01-05 | 1984-01-01 | 1998-04-15 | Petroleum | Unleaded gasoline | Unleaded gasoline |  | Steel | Steel |  | Painted or None | Steel |  | 1901-01-01 | [15 empty] | UST Currently In Use: 0; UST Temp Close: 0; AST Currently In Use: 0; AST Temp Closed: 0 | 0 | 0 | 4 | 16822-043-010102 | TRACIE DYER
40075 | Permanently Closed | 2000-01-05 | 1984-01-01 | 1998-04-15 | Petroleum | Unleaded gasoline | Unleaded gasoline |  | Steel | Steel |  | Painted or None | Steel |  | 1901-01-01 | [15 empty] | UST Currently In Use: 0; UST Temp Close: 0; AST Currently In Use: 0; AST Temp Closed: 0 | 0 | 0 | 4 | 16822-043-010102 | TRACIE DYER
40076 | Permanently Closed | 2000-01-05 | 1984-01-01 | 1998-04-15 | Petroleum | Unleaded gasoline | Unleaded gasoline |  | Steel | Steel |  | Painted or None | Steel |  | 1901-01-01 | [15 empty] | UST Currently In Use: 0; UST Temp Close: 0; AST Currently In Use: 0; AST Temp Closed: 0 | 0 | 0 | 4 | 16822-043-010102 | TRACIE DYER
40077 | Permanently Closed | 2000-01-05 | 1984-01-01 | 1998-04-15 | Petroleum | Kerosene | Kerosene |  | Steel | Steel |  | Painted or None | Steel |  | 1901-01-01 | [15 empty] | UST Currently In Use: 0; UST Temp Close: 0; AST Currently In Use: 0; AST Temp Closed: 0 | 0 | 0 | 4 | 16822-043-010102 | TRACIE DYER
40078 | Temporary Closed | 2022-09-01 | 1990-01-01 |  | Petroleum | On road diesel | On road diesel | Bulk facility | Fiberglass reinforced plastic, Single Wall | Single Wall |  |  | Double Wall, Fiberglass reinforced plastic |  |  |  | Catchment Basin, Single walled catchment basin | Audible high level alarm At 90% full, Flow Rest 90% Full | Flow Rest 90% Full |  |  | Statistical Inventory Reconciliation (SIR) |  | Automatic flow restrictor (MLLD), Containment Sump, INACTIVE | Containment Sump | Interstitial Monitoring within Secondary Containment | SENSOR TO ATG | Other, Statistical inventory reconciliation (SIR), INACTIVE | Statistical inventory reconciliation (SIR) |  | UST Currently In Use: 0; UST Temp Close: 4; AST Currently In Use: 0; AST Temp Closed: 0 | 0 | 4 | 4 | 21274-103-000804 | H OIL, INC.
40079 | Temporary Closed | 2022-09-01 | 1992-07-23 |  | Petroleum | On road diesel | On road diesel | Bulk facility | Double Wall, Fiberglass reinforced plastic | Fiberglass reinforced plastic |  |  | Double Wall, Fiberglass reinforced plastic |  |  |  | Catchment Basin, Single walled catchment basin | Audible high level alarm At 90% full, Flow Rest 90% Full | Flow Rest 90% Full |  |  | Statistical Inventory Reconciliation (SIR) |  | Automatic flow restrictor (MLLD), Containment Sump, INACTIVE | Containment Sump | Interstitial Monitoring within Secondary Containment | SENSOR TO ATG | Other, Statistical inventory reconciliation (SIR), INACTIVE | Statistical inventory reconciliation (SIR) |  | UST Currently In Use: 0; UST Temp Close: 4; AST Currently In Use: 0; AST Temp Closed: 0 | 0 | 4 | 4 | 21274-103-000804 | H OIL, INC.
40080 | Temporary Closed | 2022-09-01 | 1992-07-23 |  | Petroleum | Unleaded gasoline | Unleaded gasoline | Bulk facility | Double Wall, Fiberglass reinforced plastic | Fiberglass reinforced plastic |  |  | Double Wall, Fiberglass reinforced plastic |  |  |  | Catchment Basin, Single walled catchment basin | Audible high level alarm At 90% full, Flow Rest 90% Full | Flow Rest 90% Full |  |  | Statistical Inventory Reconciliation (SIR) |  | Automatic flow restrictor (MLLD), Containment Sump, INACTIVE | Containment Sump | Interstitial Monitoring within Secondary Containment | SENSOR TO ATG | Other, Statistical inventory reconciliation (SIR), INACTIVE | Statistical inventory reconciliation (SIR) |  | UST Currently In Use: 0; UST Temp Close: 4; AST Currently In Use: 0; AST Temp Closed: 0 | 0 | 4 | 4 | 21274-103-000804 | H OIL, INC.
40081 | Temporary Closed | 2022-09-01 | 1992-07-23 |  | Petroleum | Premium gasoline | Premium gasoline | Bulk facility | Double Wall, Fiberglass reinforced plastic | Fiberglass reinforced plastic |  |  | Double Wall, Fiberglass reinforced plastic |  |  |  | Catchment Basin, Single walled catchment basin | Audible high level alarm At 90% full, Flow Rest 90% Full | Flow Rest 90% Full |  |  | Statistical Inventory Reconciliation (SIR) |  | Automatic flow restrictor (MLLD), Containment Sump, INACTIVE | Containment Sump | Interstitial Monitoring within Secondary Containment | SENSOR TO ATG | Other, Statistical inventory reconciliation (SIR), INACTIVE | Statistical inventory reconciliation (SIR) |  | UST Currently In Use: 0; UST Temp Close: 4; AST Currently In Use: 0; AST Temp Closed: 0 | 0 | 4 | 4 | 21274-103-000804 | H OIL, INC.
40082 | Permanently Closed | 1901-01-01 | 1949-07-23 | 1992-07-23 | Petroleum | On road diesel | On road diesel |  | Steel | Steel | Coated & cathodic protection (sti-P3) |  | Fiberglass reinforced plastic |  | 1901-01-01 | Other, DW FRGLASS | Catchment Basin, Single walled catchment basin | Audible high level alarm At 90% full, Flow Rest 90% Full | Flow Rest 90% Full | Interstitial Monitoring within Secondary Containment |  | Manual Tank Gauging (only tanks 1000 gal. or less and 48” or 64” in diameter) |  |  |  | Interstitial Monitoring within Secondary Containment |  |  |  |  | UST Currently In Use: 0; UST Temp Close: 4; AST Currently In Use: 0; AST Temp Closed: 0 | 0 | 4 | 4 | 21274-103-000804 | H OIL, INC.
40083 | Permanently Closed | 1997-08-01 | 1986-01-01 | 1998-07-23 | Petroleum | Unleaded gasoline | Unleaded gasoline |  | Steel | Steel | Coated & cathodic protection (sti-P3) |  | Steel |  | 1901-01-01 | Field installed cathodic protection | [14 empty] | UST Currently In Use: 0; UST Temp Close: 0; AST Currently In Use: 0; AST Temp Closed: 0 | 0 | 0 | 2 | 20373-059-013974 | BILL WAYNE BLACK
40084 | Permanently Closed | 1997-08-01 | 1986-01-01 | 1998-07-23 | Petroleum | Unleaded gasoline | Unleaded gasoline |  | Fiberglass coated steel | Fiberglass coated steel |  |  | Steel |  | 1901-01-01 | Field installed cathodic protection | [14 empty] | UST Currently In Use: 0; UST Temp Close: 0; AST Currently In Use: 0; AST Temp Closed: 0 | 0 | 0 | 2 | 20373-059-013974 | BILL WAYNE BLACK
40085 | Permanently Closed | 1995-06-16 | 1988-01-01 | 1995-06-16 | Petroleum | Unleaded gasoline | Unleaded gasoline |  | Steel | Steel |  | Painted or None | Steel |  | 1901-01-01 | [15 empty] | UST Currently In Use: 0; UST Temp Close: 0; AST Currently In Use: 0; AST Temp Closed: 0 | 0 | 0 | 3 | 16825-097-014692 | SURPRISE CORPORATION
40086 | Permanently Closed | 1995-06-16 | 1988-01-01 | 1995-06-16 | Petroleum | Unleaded gasoline | Unleaded gasoline |  | Steel | Steel |  | Painted or None | Steel |  | 1901-01-01 | [15 empty] | UST Currently In Use: 0; UST Temp Close: 0; AST Currently In Use: 0; AST Temp Closed: 0 | 0 | 0 | 3 | 16825-097-014692 | SURPRISE CORPORATION
40087 | Permanently Closed | 1976-06-01 | 1988-01-01 | 1995-06-16 | Petroleum | Used oil | Used oil | [7 empty] | 1901-01-01 | [15 empty] | UST Currently In Use: 0; UST Temp Close: 0; AST Currently In Use: 0; AST Temp Closed: 0 | 0 | 0 | 3 | 16825-097-014692 | SURPRISE CORPORATION
40088 | Permanently Closed | 2012-03-12 | 1989-01-01 |  | Petroleum | Unleaded gasoline | Unleaded gasoline | Retail | Steel | Steel | Field installed cathodic protection |  | Double Wall, Fiberglass reinforced plastic |  |  |  | Catchment Basin, Single walled catchment basin | Automatic shutoff device At 95% full | Automatic shutoff device At 95% full |  |  | Statistical Inventory Reconciliation (SIR) | [8 empty] | UST Currently In Use: 0; UST Temp Close: 0; AST Currently In Use: 0; AST Temp Closed: 0 | 0 | 0 | 5 | 24706-003-014693 | WILSON SERVICE CENTER INC
40089 | Permanently Closed | 2018-12-30 | 1989-01-01 |  | Petroleum | Unleaded gasoline | Unleaded gasoline | Retail | Steel | Steel | Field installed cathodic protection |  | Double Wall, Fiberglass reinforced plastic |  |  |  | Catchment Basin, Single walled catchment basin | Automatic shutoff device At 95% full | Automatic shutoff device At 95% full |  |  | Statistical Inventory Reconciliation (SIR) | [8 empty] | UST Currently In Use: 0; UST Temp Close: 0; AST Currently In Use: 0; AST Temp Closed: 0 | 0 | 0 | 5 | 24706-003-014693 | WILSON SERVICE CENTER INC
40090 | Permanently Closed | 2000-12-01 | 1989-01-01 | 2001-07-26 | Petroleum | On road diesel | On road diesel |  | Steel | Steel |  |  |  |  | 1901-01-01 | [15 empty] | UST Currently In Use: 0; UST Temp Close: 0; AST Currently In Use: 0; AST Temp Closed: 0 | 0 | 0 | 5 | 24706-003-014693 | WILSON SERVICE CENTER INC
40091 | Permanently Closed | 2000-12-01 | 1989-01-01 | 2001-07-26 | Petroleum | On road diesel | On road diesel |  | Steel | Steel |  |  |  |  | 1901-01-01 | [15 empty] | UST Currently In Use: 0; UST Temp Close: 0; AST Currently In Use: 0; AST Temp Closed: 0 | 0 | 0 | 5 | 24706-003-014693 | WILSON SERVICE CENTER INC
40092 | Permanently Closed | 2018-12-23 | 1989-01-01 | 2019-02-13 | Petroleum | Mid-grade gasoline | Mid-grade gasoline | Retail | Steel | Steel | Field installed cathodic protection |  | Double Wall, Fiberglass reinforced plastic |  |  |  | Catchment Basin, Single walled catchment basin | Automatic shutoff device At 95% full | Automatic shutoff device At 95% full |  |  | Statistical Inventory Reconciliation (SIR) | [8 empty] | UST Currently In Use: 0; UST Temp Close: 0; AST Currently In Use: 0; AST Temp Closed: 0 | 0 | 0 | 5 | 24706-003-014693 | WILSON SERVICE CENTER INC
40093 | Permanently Closed | 1991-02-25 | 1989-01-01 | 1991-02-25 | Petroleum | Unleaded gasoline | Unleaded gasoline |  | Steel | Steel |  |  |  |  | 1901-01-01 | [15 empty] | UST Currently In Use: 0; UST Temp Close: 0; AST Currently In Use: 0; AST Temp Closed: 0 | 0 | 0 | 6 | 16827-097-014694 | ALABAMA CAPITAL CORPORATION
40094 | Permanently Closed | 1991-02-25 | 1989-01-01 | 1991-02-25 | Petroleum | Unleaded gasoline | Unleaded gasoline |  | Steel | Steel |  |  |  |  | 1901-01-01 | [15 empty] | UST Currently In Use: 0; UST Temp Close: 0; AST Currently In Use: 0; AST Temp Closed: 0 | 0 | 0 | 6 | 16827-097-014694 | ALABAMA CAPITAL CORPORATION
40095 | Permanently Closed | 1991-02-25 | 1989-01-01 | 1991-02-25 | Petroleum | Unleaded gasoline | Unleaded gasoline |  | Steel | Steel |  |  |  |  | 1901-01-01 | [15 empty] | UST Currently In Use: 0; UST Temp Close: 0; AST Currently In Use: 0; AST Temp Closed: 0 | 0 | 0 | 6 | 16827-097-014694 | ALABAMA CAPITAL CORPORATION
40096 | Permanently Closed | 1991-02-25 | 1989-01-01 | 1991-02-25 | Petroleum | Unleaded gasoline | Unleaded gasoline |  | Steel | Steel |  |  |  |  | 1901-01-01 | [15 empty] | UST Currently In Use: 0; UST Temp Close: 0; AST Currently In Use: 0; AST Temp Closed: 0 | 0 | 0 | 6 | 16827-097-014694 | ALABAMA CAPITAL CORPORATION
40097 | Retired | 1988-08-08 | 1989-01-01 |  | Petroleum | Unleaded gasoline | Unleaded gasoline |  | Steel | Steel |  | Painted or None | Steel |  | 1901-01-01 | [15 empty] | UST Currently In Use: 0; UST Temp Close: 0; AST Currently In Use: 0; AST Temp Closed: 0 | 0 | 0 | 0 | 16828-053-014695 | LARRY MURPHY
40098 | Retired | 1988-08-08 | 1989-01-01 |  | Petroleum | Unleaded gasoline | Unleaded gasoline |  | Steel | Steel |  | Painted or None | Steel |  | 1901-01-01 | [15 empty] | UST Currently In Use: 0; UST Temp Close: 0; AST Currently In Use: 0; AST Temp Closed: 0 | 0 | 0 | 0 | 16828-053-014695 | LARRY MURPHY
40099 | Permanently Closed | 1999-08-11 | 1980-01-01 | 1999-08-11 | Petroleum | Unleaded gasoline | Unleaded gasoline |  | Steel | Steel |  | Painted or None | Steel |  | 1901-01-01 | [12 empty] | Annual line testing | Annual line testing |  | UST Currently In Use: 0; UST Temp Close: 0; AST Currently In Use: 0; AST Temp Closed: 0 | 0 | 0 | 3 | 16829-111-014696 | DEROY BUTLER GEN MERCHANDISE
40100 | Permanently Closed | 1999-08-11 | 1980-01-01 | 1999-08-11 | Petroleum | Unleaded gasoline | Unleaded gasoline |  | Steel | Steel |  | Painted or None | Steel |  | 1901-01-01 | [12 empty] | Annual line testing | Annual line testing |  | UST Currently In Use: 0; UST Temp Close: 0; AST Currently In Use: 0; AST Temp Closed: 0 | 0 | 0 | 3 | 16829-111-014696 | DEROY BUTLER GEN MERCHANDISE
40101 | Permanently Closed | 1999-08-11 | 1980-01-01 | 1999-08-11 | Petroleum | Unleaded gasoline | Unleaded gasoline |  | Steel | Steel |  | Painted or None | Steel |  | 1901-01-01 | [12 empty] | Annual line testing | Annual line testing |  | UST Currently In Use: 0; UST Temp Close: 0; AST Currently In Use: 0; AST Temp Closed: 0 | 0 | 0 | 3 | 16829-111-014696 | DEROY BUTLER GEN MERCHANDISE
40102 | Permanently Closed | 1995-04-24 | 1989-01-01 | 1995-04-24 | Petroleum | On road diesel | On road diesel |  | Steel | Steel |  | Painted or None | Steel |  | 1901-01-01 | [12 empty] | Annual line testing | Annual line testing |  | UST Currently In Use: 0; UST Temp Close: 0; AST Currently In Use: 0; AST Temp Closed: 0 | 0 | 0 | 1 | 16830-073-014697 | WOODHAVEN FOODS
40103 | Permanently Closed | 1992-12-21 | 1989-01-01 | 1992-12-21 | Petroleum | Unleaded gasoline | Unleaded gasoline |  | Steel | Steel |  | Painted or None | Steel |  | 1901-01-01 | [15 empty] | UST Currently In Use: 0; UST Temp Close: 0; AST Currently In Use: 0; AST Temp Closed: 0 | 0 | 0 | 1 | 16832-087-014699 | MORRIS FLYING SERVICE
40104 | Permanently Closed | 1992-03-24 | 1989-01-01 | 1992-03-24 | Petroleum | Unleaded gasoline | Unleaded gasoline | Local government | Steel | Steel |  | Painted or None | Steel |  | 1901-01-01 | [15 empty] | UST Currently In Use: 0; UST Temp Close: 0; AST Currently In Use: 0; AST Temp Closed: 0 | 0 | 0 | 2 | 13881-109-014801 | PIKE COUNTY COMMISSION
40105 | Permanently Closed | 1992-03-24 | 1989-01-01 | 1992-03-24 | Petroleum | On road diesel | On road diesel | Local government | Steel | Steel |  | Painted or None | Steel |  | 1901-01-01 | [15 empty] | UST Currently In Use: 0; UST Temp Close: 0; AST Currently In Use: 0; AST Temp Closed: 0 | 0 | 0 | 2 | 13881-109-014801 | PIKE COUNTY COMMISSION
40106 | Permanently Closed | 1992-03-09 | 1986-01-01 | 1992-03-09 | Petroleum | Unleaded gasoline | Unleaded gasoline | Bulk facility, Local Government | Steel | Steel |  | Painted or None | Steel |  | 1901-01-01 | [15 empty] | UST Currently In Use: 0; UST Temp Close: 0; AST Currently In Use: 0; AST Temp Closed: 0 | 0 | 0 | 2 | 13881-109-014802 | PIKE COUNTY COMMISSION
40107 | Permanently Closed | 1992-03-09 | 1986-01-01 | 1992-03-09 | Petroleum | On road diesel | On road diesel | Local Government, Retail | Steel | Steel |  | Painted or None | Steel |  | 1901-01-01 | [15 empty] | UST Currently In Use: 0; UST Temp Close: 0; AST Currently In Use: 0; AST Temp Closed: 0 | 0 | 0 | 2 | 13881-109-014802 | PIKE COUNTY COMMISSION
40108 | Permanently Closed | 1992-03-09 | 1977-01-01 | 1992-03-09 | Petroleum | Unleaded gasoline | Unleaded gasoline | Local government | Steel | Steel |  | Painted or None | Steel |  | 1901-01-01 | [15 empty] | UST Currently In Use: 0; UST Temp Close: 0; AST Currently In Use: 0; AST Temp Closed: 0 | 0 | 0 | 2 | 13881-109-014803 | PIKE COUNTY COMMISSION
40109 | Permanently Closed | 1992-03-09 | 1977-01-01 | 1992-03-09 | Petroleum | On road diesel | On road diesel | Local government | Steel | Steel |  | Painted or None | Steel |  | 1901-01-01 | [15 empty] | UST Currently In Use: 0; UST Temp Close: 0; AST Currently In Use: 0; AST Temp Closed: 0 | 0 | 0 | 2 | 13881-109-014803 | PIKE COUNTY COMMISSION
40110 | Permanently Closed | 1992-03-09 | 1977-01-01 | 1992-03-09 | Petroleum | Unleaded gasoline | Unleaded gasoline | Local government | Steel | Steel |  | Painted or None | Steel |  | 1901-01-01 | [15 empty] | UST Currently In Use: 0; UST Temp Close: 0; AST Currently In Use: 0; AST Temp Closed: 0 | 0 | 0 | 2 | 13881-109-014804 | PIKE COUNTY COMMISSION
40111 | Permanently Closed | 1992-03-09 | 1977-01-01 | 1992-03-09 | Petroleum | On road diesel | On road diesel | Local government | Steel | Steel |  | Painted or None | Steel |  | 1901-01-01 | [15 empty] | UST Currently In Use: 0; UST Temp Close: 0; AST Currently In Use: 0; AST Temp Closed: 0 | 0 | 0 | 2 | 13881-109-014804 | PIKE COUNTY COMMISSION
40112 | Permanently Closed | 2003-12-31 | 1989-01-01 | 2024-01-11 | Petroleum | Unleaded gasoline | Unleaded gasoline | Retail | Steel | Steel | Field installed cathodic protection |  | Flexible |  |  |  | Catchment Basin, Single walled catchment basin | Automatic shutoff device At 95% full | Automatic shutoff device At 95% full |  |  | Statistical Inventory Reconciliation (SIR) |  | Automatic flow restrictor (MLLD) | Automatic flow restrictor (MLLD) |  |  | Statistical inventory reconciliation (SIR) | Statistical inventory reconciliation (SIR) |  | UST Currently In Use: 0; UST Temp Close: 0; AST Currently In Use: 0; AST Temp Closed: 0 | 0 | 0 | 3 | 16074-053-014805 | HORTON OIL COMPANY OF BREWTON
40113 | Permanently Closed | 2003-12-31 | 1989-01-01 | 2024-01-11 | Petroleum | Premium gasoline | Premium gasoline | Retail | Steel | Steel | Field installed cathodic protection |  | Flexible |  |  |  | Catchment Basin, Single walled catchment basin | Automatic shutoff device At 95% full | Automatic shutoff device At 95% full |  |  | Statistical Inventory Reconciliation (SIR) |  | Automatic flow restrictor (MLLD) | Automatic flow restrictor (MLLD) |  |  | Statistical inventory reconciliation (SIR) | Statistical inventory reconciliation (SIR) |  | UST Currently In Use: 0; UST Temp Close: 0; AST Currently In Use: 0; AST Temp Closed: 0 | 0 | 0 | 3 | 16074-053-014805 | HORTON OIL COMPANY OF BREWTON
40114 | Permanently Closed | 2003-12-31 | 1989-01-01 | 2024-01-11 | Petroleum | On road diesel | On road diesel | Retail | Steel | Steel | Field installed cathodic protection |  | Flexible |  |  |  | Catchment Basin, Single walled catchment basin | Automatic shutoff device At 95% full | Automatic shutoff device At 95% full |  |  | Statistical Inventory Reconciliation (SIR) |  | Automatic flow restrictor (MLLD) | Automatic flow restrictor (MLLD) |  |  | Statistical inventory reconciliation (SIR) | Statistical inventory reconciliation (SIR) |  | UST Currently In Use: 0; UST Temp Close: 0; AST Currently In Use: 0; AST Temp Closed: 0 | 0 | 0 | 3 | 16074-053-014805 | HORTON OIL COMPANY OF BREWTON
40115 | Temporary Closed | 2014-07-16 | 1988-07-15 |  | Petroleum | Unleaded gasoline | Unleaded gasoline | Retail | Fiberglass reinforced plastic, Single Wall | Single Wall |  |  | Fiberglass reinforced plastic, Single Wall |  | 1901-01-01 |  | Catchment Basin, Single walled catchment basin | Automatic shutoff device At 95% full | Automatic shutoff device At 95% full |  |  | Statistical Inventory Reconciliation (SIR) |  | Automatic flow restrictor (MLLD) | Automatic flow restrictor (MLLD) |  |  | Statistical inventory reconciliation (SIR) | Statistical inventory reconciliation (SIR) |  | UST Currently In Use: 0; UST Temp Close: 3; AST Currently In Use: 0; AST Temp Closed: 0 | 0 | 3 | 0 | 24628-115-014807 | JEFF & SHAYRON DUNHAM
40116 | Temporary Closed | 2014-07-16 | 1988-07-15 |  | Petroleum | Premium gasoline | Premium gasoline | Retail | Fiberglass reinforced plastic, Single Wall | Single Wall |  |  | Fiberglass reinforced plastic, Single Wall |  | 1901-01-01 |  | Catchment Basin, Single walled catchment basin | Automatic shutoff device At 95% full | Automatic shutoff device At 95% full |  |  | Statistical Inventory Reconciliation (SIR) |  | Automatic flow restrictor (MLLD) | Automatic flow restrictor (MLLD) |  |  | Statistical inventory reconciliation (SIR) | Statistical inventory reconciliation (SIR) |  | UST Currently In Use: 0; UST Temp Close: 3; AST Currently In Use: 0; AST Temp Closed: 0 | 0 | 3 | 0 | 24628-115-014807 | JEFF & SHAYRON DUNHAM
40117 | Temporary Closed | 2014-07-16 | 1988-07-15 |  | Petroleum | Unleaded gasoline | Unleaded gasoline | Retail | Fiberglass reinforced plastic, Single Wall | Single Wall |  |  | Fiberglass reinforced plastic, Single Wall |  | 1901-01-01 |  | Catchment Basin, Single walled catchment basin | Automatic shutoff device At 95% full | Automatic shutoff device At 95% full |  |  | Statistical Inventory Reconciliation (SIR) |  | Automatic flow restrictor (MLLD) | Automatic flow restrictor (MLLD) |  |  | Statistical inventory reconciliation (SIR) | Statistical inventory reconciliation (SIR) |  | UST Currently In Use: 0; UST Temp Close: 3; AST Currently In Use: 0; AST Temp Closed: 0 | 0 | 3 | 0 | 24628-115-014807 | JEFF & SHAYRON DUNHAM
40118 | Permanently Closed | 2002-12-27 | 1989-04-01 | 2003-12-16 | Petroleum | Unleaded gasoline | Unleaded gasoline |  | Steel | Steel | Coated & cathodic protection (sti-P3) |  | Fiberglass reinforced plastic |  | 1901-01-01 | [15 empty] | UST Currently In Use: 0; UST Temp Close: 0; AST Currently In Use: 0; AST Temp Closed: 0 | 0 | 0 | 2 | 16836-105-014808 | JOHN SANDLIN
40119 | Permanently Closed | 2002-12-27 | 1990-04-01 | 2003-12-16 | Petroleum | Unleaded gasoline | Unleaded gasoline |  | Steel | Steel | Coated & cathodic protection (sti-P3) |  | Fiberglass reinforced plastic |  | 1901-01-01 | [15 empty] | UST Currently In Use: 0; UST Temp Close: 0; AST Currently In Use: 0; AST Temp Closed: 0 | 0 | 0 | 2 | 16836-105-014808 | JOHN SANDLIN
40123 | Permanently Closed | 1991-01-14 | 1989-01-01 | 1991-01-14 | Petroleum | Unleaded gasoline | Unleaded gasoline |  | Steel | Steel |  |  | Steel |  | 1901-01-01 | [15 empty] | UST Currently In Use: 0; UST Temp Close: 0; AST Currently In Use: 2; AST Temp Closed: 0 | 0 | 0 | 1 | 16838-097-014810 | COMCAST CABLEVISION OF MOBILE
40124 | Permanently Closed | 1990-08-08 | 1977-01-01 | 1990-08-08 | Petroleum | Unleaded gasoline | Unleaded gasoline |  | Steel | Steel |  | Painted or None | Steel |  | 1901-01-01 | [15 empty] | UST Currently In Use: 0; UST Temp Close: 0; AST Currently In Use: 0; AST Temp Closed: 0 | 0 | 0 | 4 | 16839-097-014812 | MRS E L MAYS
40125 | Permanently Closed | 1990-08-08 | 1977-01-01 | 1990-08-08 | Petroleum | Unleaded gasoline | Unleaded gasoline |  | Steel | Steel |  | Painted or None | Steel |  | 1901-01-01 | [15 empty] | UST Currently In Use: 0; UST Temp Close: 0; AST Currently In Use: 0; AST Temp Closed: 0 | 0 | 0 | 4 | 16839-097-014812 | MRS E L MAYS
40126 | Permanently Closed | 1990-08-08 | 1979-01-01 | 1990-08-08 | Petroleum | Unleaded gasoline | Unleaded gasoline |  | Steel | Steel |  | Painted or None | Steel |  | 1901-01-01 | [15 empty] | UST Currently In Use: 0; UST Temp Close: 0; AST Currently In Use: 0; AST Temp Closed: 0 | 0 | 0 | 4 | 16839-097-014812 | MRS E L MAYS
40127 | Permanently Closed | 1990-08-08 | 1979-01-01 | 1990-08-08 | Petroleum | Unleaded gasoline | Unleaded gasoline |  | Steel | Steel |  | Painted or None | Steel |  | 1901-01-01 | [15 empty] | UST Currently In Use: 0; UST Temp Close: 0; AST Currently In Use: 0; AST Temp Closed: 0 | 0 | 0 | 4 | 16839-097-014812 | MRS E L MAYS
40128 | Currently in Use |  | 1989-01-01 |  | Petroleum | Unleaded gasoline | Unleaded gasoline | Retail | Steel | Steel | Coated & cathodic protection (sti-P3) |  | Fiberglass reinforced plastic |  |  |  | Catchment Basin, Single walled catchment basin | Automatic shutoff device At 95% full | Automatic shutoff device At 95% full |  |  | Continuous Automatic Tank Gauge | [8 empty] | UST Currently In Use: 3; UST Temp Close: 0; AST Currently In Use: 0; AST Temp Closed: 0 | 3 | 0 | 0 | 25410-013-014813 | NAIRA LLC
40129 | Currently in Use |  | 1989-01-01 |  | Petroleum | On road diesel | On road diesel | Retail | Steel | Steel | Coated & cathodic protection (sti-P3) |  | Fiberglass reinforced plastic |  |  |  | Catchment Basin, Single walled catchment basin | Automatic shutoff device At 95% full | Automatic shutoff device At 95% full |  |  | Continuous Automatic Tank Gauge | [8 empty] | UST Currently In Use: 3; UST Temp Close: 0; AST Currently In Use: 0; AST Temp Closed: 0 | 3 | 0 | 0 | 25410-013-014813 | NAIRA LLC
40130 | Currently in Use |  | 1989-01-01 |  | Petroleum | On road diesel | On road diesel | Retail | Steel | Steel | Coated & cathodic protection (sti-P3) |  | Fiberglass reinforced plastic |  |  |  | Catchment Basin, Single walled catchment basin | Automatic shutoff device At 95% full | Automatic shutoff device At 95% full |  |  | Continuous Automatic Tank Gauge | [8 empty] | UST Currently In Use: 3; UST Temp Close: 0; AST Currently In Use: 0; AST Temp Closed: 0 | 3 | 0 | 0 | 25410-013-014813 | NAIRA LLC
40131 | Cannot Locate or abandoned | 1998-12-01 | 1989-01-01 |  | Petroleum | Unleaded gasoline | Unleaded gasoline |  | Steel | Steel | Coated & cathodic protection (sti-P3) |  | Fiberglass reinforced plastic |  | 1901-01-01 |  | Catchment Basin, Single walled catchment basin | Flow Rest 90% Full | Flow Rest 90% Full |  |  | Statistical Inventory Reconciliation (SIR) | [8 empty] | UST Currently In Use: 0; UST Temp Close: 0; AST Currently In Use: 0; AST Temp Closed: 0 | 0 | 0 | 0 | 19923-069-014814 | MARY FREEMAN
40132 | Cannot Locate or abandoned | 1998-12-01 | 1989-01-01 |  | Petroleum | Unleaded gasoline | Unleaded gasoline |  | Steel | Steel | Coated & cathodic protection (sti-P3) |  | Fiberglass reinforced plastic |  | 1901-01-01 | [15 empty] | UST Currently In Use: 0; UST Temp Close: 0; AST Currently In Use: 0; AST Temp Closed: 0 | 0 | 0 | 0 | 19923-069-014814 | MARY FREEMAN
40133 | Permanently Closed | 1994-04-01 | 1989-01-01 | 1994-04-08 | Petroleum | Unleaded gasoline | Unleaded gasoline | Retail | Steel | Steel |  | Painted or None | Steel |  | 1901-01-01 | [15 empty] | UST Currently In Use: 2; UST Temp Close: 0; AST Currently In Use: 0; AST Temp Closed: 0 | 2 | 0 | 3 | 24494-001-014816 | RICKY PATEL / SRN 09 LLC
40134 | Permanently Closed | 1994-04-01 | 1989-01-01 | 1994-04-08 | Petroleum | Unleaded gasoline | Unleaded gasoline | Retail | Steel | Steel |  | Painted or None | Steel |  | 1901-01-01 | [15 empty] | UST Currently In Use: 2; UST Temp Close: 0; AST Currently In Use: 0; AST Temp Closed: 0 | 2 | 0 | 3 | 24494-001-014816 | RICKY PATEL / SRN 09 LLC
40135 | Permanently Closed | 1994-04-01 | 1989-01-01 | 1994-04-08 | Petroleum | Unleaded gasoline | Unleaded gasoline | Retail | Steel | Steel |  | Painted or None | Steel |  | 1901-01-01 | [15 empty] | UST Currently In Use: 2; UST Temp Close: 0; AST Currently In Use: 0; AST Temp Closed: 0 | 2 | 0 | 3 | 24494-001-014816 | RICKY PATEL / SRN 09 LLC
40136 | Permanently Closed | 1988-01-01 | 1987-01-01 | 1988-01-01 | Petroleum | Unleaded gasoline | Unleaded gasoline |  | Steel | Steel |  | Painted or None | Steel |  | 1901-01-01 | [15 empty] | UST Currently In Use: 0; UST Temp Close: 0; AST Currently In Use: 0; AST Temp Closed: 0 | 0 | 0 | 4 | 16844-005-014818 | GEORGE C SPIRES
40137 | Permanently Closed | 1988-01-01 | 1987-01-01 | 1988-01-01 | Petroleum | Unleaded gasoline | Unleaded gasoline |  | Steel | Steel |  | Painted or None | Steel |  | 1901-01-01 | [15 empty] | UST Currently In Use: 0; UST Temp Close: 0; AST Currently In Use: 0; AST Temp Closed: 0 | 0 | 0 | 4 | 16844-005-014818 | GEORGE C SPIRES
40138 | Permanently Closed | 1988-01-01 | 1987-01-01 | 1988-01-01 | Petroleum | Unleaded gasoline | Unleaded gasoline |  | Steel | Steel |  | Painted or None | Steel |  | 1901-01-01 | [15 empty] | UST Currently In Use: 0; UST Temp Close: 0; AST Currently In Use: 0; AST Temp Closed: 0 | 0 | 0 | 4 | 16844-005-014818 | GEORGE C SPIRES
40139 | Permanently Closed | 1988-01-01 | 1987-01-01 | 1988-01-01 | Petroleum | Unleaded gasoline | Unleaded gasoline |  | Steel | Steel |  | Painted or None | Steel |  | 1901-01-01 | [15 empty] | UST Currently In Use: 0; UST Temp Close: 0; AST Currently In Use: 0; AST Temp Closed: 0 | 0 | 0 | 4 | 16844-005-014818 | GEORGE C SPIRES
40140 | Currently in Use |  | 1975-04-20 |  | Petroleum | On road diesel | On road diesel | Retail | Steel | Steel | Field installed cathodic protection |  | Fiberglass reinforced plastic |  |  |  | Catchment Basin, Single walled catchment basin | Automatic shutoff device At 95% full | Automatic shutoff device At 95% full |  |  | Automatic Tank Gauge |  | Automatic flow restrictor (MLLD), Containment Sump | Containment Sump |  |  | Annual line testing, Continuous alarm system | Continuous alarm system |  | UST Currently In Use: 4; UST Temp Close: 0; AST Currently In Use: 0; AST Temp Closed: 0 | 4 | 0 | 0 | 24733-069-014819 | OM1414, LLC
40141 | Currently in Use |  | 1988-05-20 |  | Petroleum | On road diesel | On road diesel | Retail | Fiberglass coated steel | Fiberglass coated steel | Field installed cathodic protection |  | Fiberglass reinforced plastic |  |  |  | Catchment Basin, Single walled catchment basin | Automatic shutoff device At 95% full | Automatic shutoff device At 95% full |  |  | Automatic Tank Gauge |  | Automatic flow restrictor (MLLD), Containment Sump | Containment Sump |  |  | Annual line testing, Continuous alarm system | Continuous alarm system |  | UST Currently In Use: 4; UST Temp Close: 0; AST Currently In Use: 0; AST Temp Closed: 0 | 4 | 0 | 0 | 24733-069-014819 | OM1414, LLC
40142 | Currently in Use |  | 1972-05-15 |  | Petroleum | Unleaded gasoline | Unleaded gasoline | Retail | Steel | Steel | Field installed cathodic protection |  | Fiberglass reinforced plastic |  |  |  | Catchment Basin, Single walled catchment basin | Automatic shutoff device At 95% full | Automatic shutoff device At 95% full |  |  | Automatic Tank Gauge |  | Automatic flow restrictor (MLLD), Containment Sump | Containment Sump |  |  | Annual line testing, Continuous alarm system | Continuous alarm system |  | UST Currently In Use: 4; UST Temp Close: 0; AST Currently In Use: 0; AST Temp Closed: 0 | 4 | 0 | 0 | 24733-069-014819 | OM1414, LLC
40143 | Currently in Use |  | 1992-05-15 |  | Petroleum | Unleaded gasoline | Unleaded gasoline | Retail | Steel | Steel | Field installed cathodic protection |  | Fiberglass reinforced plastic |  |  |  | Catchment Basin, Single walled catchment basin | Automatic shutoff device At 95% full | Automatic shutoff device At 95% full |  |  | Automatic Tank Gauge |  | Automatic flow restrictor (MLLD), Containment Sump | Containment Sump |  |  | Annual line testing, Continuous alarm system | Continuous alarm system |  | UST Currently In Use: 4; UST Temp Close: 0; AST Currently In Use: 0; AST Temp Closed: 0 | 4 | 0 | 0 | 24733-069-014819 | OM1414, LLC
40144 | Permanently Closed | 1990-11-09 | 1989-01-01 | 1990-11-09 | Petroleum | On road diesel | On road diesel |  | Steel | Steel |  |  | Steel |  | 1901-01-01 | [15 empty] | UST Currently In Use: 0; UST Temp Close: 0; AST Currently In Use: 0; AST Temp Closed: 0 | 0 | 0 | 2 | 16846-087-014820 | WILLIAM M WISENER
40145 | Permanently Closed | 1990-11-09 | 1989-01-01 | 1990-11-09 | Petroleum | On road diesel | On road diesel |  | Steel | Steel |  |  | Steel |  | 1901-01-01 | [15 empty] | UST Currently In Use: 0; UST Temp Close: 0; AST Currently In Use: 0; AST Temp Closed: 0 | 0 | 0 | 2 | 16846-087-014820 | WILLIAM M WISENER
40146 |  | 1997-08-05 | 1978-01-01 |  | Petroleum | Unleaded gasoline | Unleaded gasoline |  | Steel | Steel |  | Painted or None | Steel |  | 1901-01-01 | [15 empty] | UST Currently In Use: 0; UST Temp Close: 0; AST Currently In Use: 0; AST Temp Closed: 0 | 0 | 0 | 0 | 16847-113-014822 | WADE INVESTMENTS LLC
40147 |  | 1997-05-05 | 1965-01-01 |  | Petroleum | Unleaded gasoline | Unleaded gasoline |  | Steel | Steel |  | Painted or None | Steel |  | 1901-01-01 | [15 empty] | UST Currently In Use: 0; UST Temp Close: 0; AST Currently In Use: 0; AST Temp Closed: 0 | 0 | 0 | 0 | 16847-113-014822 | WADE INVESTMENTS LLC
40148 |  | 1997-08-05 | 1965-01-01 |  | Petroleum | Unleaded gasoline | Unleaded gasoline |  | Steel | Steel |  | Painted or None | Steel |  | 1901-01-01 | [15 empty] | UST Currently In Use: 0; UST Temp Close: 0; AST Currently In Use: 0; AST Temp Closed: 0 | 0 | 0 | 0 | 16847-113-014822 | WADE INVESTMENTS LLC
40149 |  | 1997-08-05 | 1969-01-01 |  | Petroleum | On road diesel | On road diesel |  | Steel | Steel |  | Painted or None | Steel |  | 1901-01-01 | [15 empty] | UST Currently In Use: 0; UST Temp Close: 0; AST Currently In Use: 0; AST Temp Closed: 0 | 0 | 0 | 0 | 16847-113-014822 | WADE INVESTMENTS LLC
40150 |  | 1997-08-05 | 1969-01-01 |  | Petroleum | Kerosene | Kerosene |  | Steel | Steel |  | Painted or None | Steel |  | 1901-01-01 | [15 empty] | UST Currently In Use: 0; UST Temp Close: 0; AST Currently In Use: 0; AST Temp Closed: 0 | 0 | 0 | 0 | 16847-113-014822 | WADE INVESTMENTS LLC
40151 | Permanently Closed | 2006-10-10 | 1989-01-01 | 2016-12-13 | Petroleum | On road diesel | On road diesel | Local Government, Retail | Steel | Steel | Coated & cathodic protection (sti-P3), Field installed cathodic protection |  | Steel |  |  | Field installed cathodic protection | Catchment Basin, Single walled catchment basin | Automatic shutoff device At 95% full | Automatic shutoff device At 95% full |  |  | Statistical Inventory Reconciliation (SIR) | [8 empty] | UST Currently In Use: 0; UST Temp Close: 0; AST Currently In Use: 0; AST Temp Closed: 0 | 0 | 0 | 1 | 17795-011-014823 | BULLOCK COUNTY COMMISSION
40152 | Permanently Closed | 2003-08-30 | 1980-01-01 | 2005-01-20 | Petroleum | Unleaded gasoline | Unleaded gasoline | Retail | Steel | Steel | Field installed cathodic protection |  | Steel |  | 1901-01-01 | Field installed cathodic protection | Catchment Basin, Single walled catchment basin | Automatic shutoff device At 95% full, Flow Rest 90% Full | Flow Rest 90% Full |  |  | Statistical Inventory Reconciliation (SIR) | [8 empty] | UST Currently In Use: 0; UST Temp Close: 0; AST Currently In Use: 0; AST Temp Closed: 0 | 0 | 0 | 2 | 22083-003-006406 | BALDWIN COUNTY DEVELOPMENT
40153 | Permanently Closed | 2003-08-30 | 1980-01-01 | 2005-01-20 | Petroleum | Mid-grade gasoline | Mid-grade gasoline | Retail | Steel | Steel | Field installed cathodic protection |  | Steel |  | 1901-01-01 | Field installed cathodic protection | Catchment Basin, Single walled catchment basin | Automatic shutoff device At 95% full, Flow Rest 90% Full | Flow Rest 90% Full |  |  | Statistical Inventory Reconciliation (SIR) | [8 empty] | UST Currently In Use: 0; UST Temp Close: 0; AST Currently In Use: 0; AST Temp Closed: 0 | 0 | 0 | 2 | 22083-003-006406 | BALDWIN COUNTY DEVELOPMENT
40154 | Permanently Closed | 1990-02-06 | 1956-01-01 | 1990-02-06 | Petroleum | Unleaded gasoline | Unleaded gasoline | [7 empty] | 1901-01-01 | [15 empty] | UST Currently In Use: 0; UST Temp Close: 0; AST Currently In Use: 0; AST Temp Closed: 0 | 0 | 0 | 1 | 16850-015-014772 | UNION UNDERWEAR CORP
40155 | Currently in Use |  | 1989-01-01 |  | Petroleum | On road diesel | On road diesel | Retail | Single Wall, Steel | Steel | Field installed cathodic protection |  | Single Wall, Steel |  |  | Field installed cathodic protection | Catchment Basin, Single walled catchment basin | Automatic shutoff device At 95% full, Flow Rest 90% Full | Flow Rest 90% Full |  |  | Continuous Automatic Tank Gauge | [8 empty] | UST Currently In Use: 4; UST Temp Close: 1; AST Currently In Use: 0; AST Temp Closed: 0 | 4 | 1 | 0 | 24947-029-014773 | YA DADA LLC - DBA WEIGEL'S 2
40156 | Currently in Use |  | 1989-01-01 |  | Petroleum | Unleaded gasoline | Unleaded gasoline | Retail | Single Wall, Steel | Steel | Field installed cathodic protection |  | Flexible, Single Wall |  |  |  | Catchment Basin, Single walled catchment basin | Automatic shutoff device At 95% full | Automatic shutoff device At 95% full |  |  | Continuous Automatic Tank Gauge |  | Automatic flow restrictor (MLLD) | Automatic flow restrictor (MLLD) |  |  | Annual line testing | Annual line testing |  | UST Currently In Use: 4; UST Temp Close: 1; AST Currently In Use: 0; AST Temp Closed: 0 | 4 | 1 | 0 | 24947-029-014773 | YA DADA LLC - DBA WEIGEL'S 2
40157 | Currently in Use |  | 1989-01-01 |  | Petroleum | Other, OFFROAD | Other | Retail | Single Wall, Steel | Steel | Field installed cathodic protection |  | Flexible, Single Wall |  |  |  | Catchment Basin, Single walled catchment basin | Automatic shutoff device At 95% full | Automatic shutoff device At 95% full |  |  | Continuous Automatic Tank Gauge |  | Automatic flow restrictor (MLLD) | Automatic flow restrictor (MLLD) |  |  | Annual line testing | Annual line testing |  | UST Currently In Use: 4; UST Temp Close: 1; AST Currently In Use: 0; AST Temp Closed: 0 | 4 | 1 | 0 | 24947-029-014773 | YA DADA LLC - DBA WEIGEL'S 2
40158 | Currently in Use |  | 1989-01-01 |  | Petroleum | Premium gasoline | Premium gasoline | Retail | Single Wall, Steel | Steel | Field installed cathodic protection |  | Flexible, Single Wall |  |  |  | Catchment Basin, Single walled catchment basin | Automatic shutoff device At 95% full | Automatic shutoff device At 95% full |  |  | Continuous Automatic Tank Gauge |  | Automatic flow restrictor (MLLD) | Automatic flow restrictor (MLLD) |  |  | Annual line testing | Annual line testing |  | UST Currently In Use: 4; UST Temp Close: 1; AST Currently In Use: 0; AST Temp Closed: 0 | 4 | 1 | 0 | 24947-029-014773 | YA DADA LLC - DBA WEIGEL'S 2
40159 | Temporary Closed | 2007-10-31 | 1989-01-01 |  | Petroleum | Kerosene | Kerosene | Retail | Steel | Steel | Field installed cathodic protection |  | Steel |  |  | Field installed cathodic protection | Catchment Basin, Single walled catchment basin | Flow Rest 90% Full | Flow Rest 90% Full |  |  | Statistical Inventory Reconciliation (SIR) | [8 empty] | UST Currently In Use: 4; UST Temp Close: 1; AST Currently In Use: 0; AST Temp Closed: 0 | 4 | 1 | 0 | 24947-029-014773 | YA DADA LLC - DBA WEIGEL'S 2
40160 | Permanently Closed | 1998-12-20 | 1974-01-01 | 1999-10-05 | Petroleum | Unleaded gasoline | Unleaded gasoline |  | Steel | Steel |  | Painted or None | Steel |  | 1901-01-01 | [15 empty] | UST Currently In Use: 0; UST Temp Close: 0; AST Currently In Use: 0; AST Temp Closed: 0 | 0 | 0 | 1 | 16852-117-014774 | CAMP WAXAHATCHEE
40161 | Currently in Use |  | 1989-01-01 |  | Petroleum | Unleaded gasoline | Unleaded gasoline | Retail | Single Wall, Steel | Steel | Field installed cathodic protection |  | Double Wall, Flexible | APT |  |  | Catchment Basin, Single walled catchment basin | Automatic shutoff device At 95% full | Automatic shutoff device At 95% full |  |  | Continuous Automatic Tank Gauge |  | Automatic flow restrictor (MLLD), Containment Sump | Containment Sump |  |  | Annual line testing | Annual line testing |  | UST Currently In Use: 4; UST Temp Close: 1; AST Currently In Use: 0; AST Temp Closed: 0 | 4 | 1 | 0 | 16853-111-014775 | JERRY STEPHENS
40162 | Currently in Use |  | 1989-01-01 |  | Petroleum | Unleaded gasoline | Unleaded gasoline | Retail | Single Wall, Steel | Steel | Field installed cathodic protection |  | Double Wall, Flexible | APT |  |  | Catchment Basin, Single walled catchment basin | Automatic shutoff device At 95% full | Automatic shutoff device At 95% full |  |  | Continuous Automatic Tank Gauge |  | Automatic flow restrictor (MLLD), Containment Sump | Containment Sump |  |  | Annual line testing | Annual line testing |  | UST Currently In Use: 4; UST Temp Close: 1; AST Currently In Use: 0; AST Temp Closed: 0 | 4 | 1 | 0 | 16853-111-014775 | JERRY STEPHENS
40163 | Currently in Use |  | 1989-01-01 |  | Petroleum | Other, OFFROAD | Other | Retail | Single Wall, Steel | Steel | Field installed cathodic protection |  | Double Wall, Flexible | APT |  |  | Catchment Basin, Single walled catchment basin | Automatic shutoff device At 95% full | Automatic shutoff device At 95% full |  |  | Continuous Automatic Tank Gauge |  | Automatic flow restrictor (MLLD), Containment Sump | Containment Sump |  |  | Annual line testing | Annual line testing |  | UST Currently In Use: 4; UST Temp Close: 1; AST Currently In Use: 0; AST Temp Closed: 0 | 4 | 1 | 0 | 16853-111-014775 | JERRY STEPHENS
40164 | Currently in Use |  | 1989-01-01 |  | Petroleum | On road diesel | On road diesel | Retail | Single Wall, Steel | Steel | Field installed cathodic protection |  | Double Wall, Flexible | APT |  |  | Catchment Basin, Single walled catchment basin | Automatic shutoff device At 95% full | Automatic shutoff device At 95% full |  |  | Continuous Automatic Tank Gauge |  | Automatic flow restrictor (MLLD), Containment Sump | Containment Sump |  |  | Annual line testing | Annual line testing |  | UST Currently In Use: 4; UST Temp Close: 1; AST Currently In Use: 0; AST Temp Closed: 0 | 4 | 1 | 0 | 16853-111-014775 | JERRY STEPHENS
40165 | Temporary Closed | 2002-03-20 | 1989-01-01 |  | Petroleum | On road diesel | On road diesel | Retail | Steel | Steel | Field installed cathodic protection |  | Steel |  |  | Field installed cathodic protection | Catchment Basin, Single walled catchment basin | Automatic shutoff device At 95% full | Automatic shutoff device At 95% full | [11 empty] | UST Currently In Use: 4; UST Temp Close: 1; AST Currently In Use: 0; AST Temp Closed: 0 | 4 | 1 | 0 | 16853-111-014775 | JERRY STEPHENS
40166 | Permanently Closed | 1990-11-07 | 1990-01-01 |  | Petroleum | Unleaded gasoline | Unleaded gasoline |  | Steel | Steel |  | Painted or None | Steel |  | 1901-01-01 | [15 empty] | UST Currently In Use: 0; UST Temp Close: 0; AST Currently In Use: 0; AST Temp Closed: 0 | 0 | 0 | 1 | 16854-073-014781 | BORAL BRICKS, INC
40167 | Permanently Closed | 1989-11-01 | 1990-01-01 |  | Petroleum | Unleaded gasoline | Unleaded gasoline | [7 empty] | 1901-01-01 | [15 empty] | UST Currently In Use: 0; UST Temp Close: 0; AST Currently In Use: 3; AST Temp Closed: 0 | 0 | 0 | 1 | 16854-073-014782 | BORAL BRICKS, INC
40168 | Permanently Closed | 1901-01-01 | 1990-01-01 | 1991-03-01 | Petroleum | Unleaded gasoline | Unleaded gasoline |  | Steel | Steel |  | Painted or None | Steel |  | 1901-01-01 | [15 empty] | UST Currently In Use: 0; UST Temp Close: 0; AST Currently In Use: 0; AST Temp Closed: 0 | 0 | 0 | 2 | 16854-113-014778 | BORAL BRICKS, INC
40169 | Permanently Closed | 1901-01-01 | 1990-01-01 | 1991-03-01 | Petroleum | Unleaded gasoline | Unleaded gasoline |  | Steel | Steel |  | Painted or None | Steel |  | 1901-01-01 | [15 empty] | UST Currently In Use: 0; UST Temp Close: 0; AST Currently In Use: 0; AST Temp Closed: 0 | 0 | 0 | 2 | 16854-113-014778 | BORAL BRICKS, INC
40170 | Permanently Closed | 1901-01-01 | 1990-01-01 | 1991-03-01 | Petroleum | Unleaded gasoline | Unleaded gasoline |  | Steel | Steel |  | Painted or None | Steel |  | 1901-01-01 | [15 empty] | UST Currently In Use: 0; UST Temp Close: 0; AST Currently In Use: 2; AST Temp Closed: 0 | 0 | 0 | 1 | 25306-113-014779 | MERIDIAN BRICK LLC
40171 | Permanently Closed | 1901-01-01 | 1990-01-01 | 1991-03-01 | Petroleum | Unleaded gasoline | Unleaded gasoline |  | Steel | Steel |  | Painted or None | Steel |  | 1901-01-01 | [15 empty] | UST Currently In Use: 0; UST Temp Close: 0; AST Currently In Use: 2; AST Temp Closed: 0 | 0 | 0 | 1 | 25306-113-014780 | MERIDIAN BRICK LLC
40172 | Permanently Closed | 1989-11-01 | 1960-01-01 | 1991-09-13 | Petroleum | Aviation fuel (JP-4; etc.) | Aviation fuel (JP-4; etc.) |  | Steel | Steel |  |  | Steel |  | 1901-01-01 | [15 empty] | UST Currently In Use: 0; UST Temp Close: 0; AST Currently In Use: 0; AST Temp Closed: 0 | 0 | 0 | 3 | 16855-073-014787 | BIRMINGHAM AIRPORT AUTHORITY
40173 | Permanently Closed | 1989-11-01 | 1960-01-01 | 1991-09-13 | Petroleum | Aviation fuel (JP-4; etc.) | Aviation fuel (JP-4; etc.) |  | Steel | Steel |  |  | Steel |  | 1901-01-01 | [15 empty] | UST Currently In Use: 0; UST Temp Close: 0; AST Currently In Use: 0; AST Temp Closed: 0 | 0 | 0 | 3 | 16855-073-014787 | BIRMINGHAM AIRPORT AUTHORITY
40174 | Permanently Closed | 1989-11-01 | 1960-01-01 | 1991-09-13 | Petroleum | Aviation fuel (JP-4; etc.) | Aviation fuel (JP-4; etc.) |  | Steel | Steel |  |  | Steel |  | 1901-01-01 | [15 empty] | UST Currently In Use: 0; UST Temp Close: 0; AST Currently In Use: 0; AST Temp Closed: 0 | 0 | 0 | 3 | 16855-073-014787 | BIRMINGHAM AIRPORT AUTHORITY
40175 | Permanently Closed | 1990-01-31 | 1962-05-01 | 1990-01-31 | Petroleum | Unleaded gasoline | Unleaded gasoline |  | Steel | Steel |  |  | Steel |  | 1901-01-01 | [15 empty] | UST Currently In Use: 0; UST Temp Close: 0; AST Currently In Use: 0; AST Temp Closed: 0 | 0 | 0 | 4 | 16856-073-014786 | RAY WATKINS
40176 | Permanently Closed | 1990-01-31 | 1962-05-01 | 1990-01-31 | Petroleum | Unleaded gasoline | Unleaded gasoline |  | Steel | Steel |  |  | Steel |  | 1901-01-01 | [15 empty] | UST Currently In Use: 0; UST Temp Close: 0; AST Currently In Use: 0; AST Temp Closed: 0 | 0 | 0 | 4 | 16856-073-014786 | RAY WATKINS
40177 | Permanently Closed | 1990-01-31 | 1962-05-01 | 1990-01-31 | Petroleum | Unleaded gasoline | Unleaded gasoline |  | Steel | Steel |  |  | Steel |  | 1901-01-01 | [15 empty] | UST Currently In Use: 0; UST Temp Close: 0; AST Currently In Use: 0; AST Temp Closed: 0 | 0 | 0 | 4 | 16856-073-014786 | RAY WATKINS
40178 | Permanently Closed | 1990-01-31 | 1962-05-01 | 1990-01-31 | Petroleum | Unleaded gasoline | Unleaded gasoline |  | Steel | Steel |  |  | Steel |  | 1901-01-01 | [15 empty] | UST Currently In Use: 0; UST Temp Close: 0; AST Currently In Use: 0; AST Temp Closed: 0 | 0 | 0 | 4 | 16856-073-014786 | RAY WATKINS
40179 | Permanently Closed | 1989-12-01 | 1990-01-01 | 1990-01-30 | Petroleum | On road diesel | On road diesel |  | Steel | Steel |  |  |  |  | 1901-01-01 | [15 empty] | UST Currently In Use: 0; UST Temp Close: 0; AST Currently In Use: 0; AST Temp Closed: 0 | 0 | 0 | 1 | 16857-073-014784 | CRANEWORKS
40180 | Permanently Closed | 1998-12-16 | 1983-01-01 | 1998-12-16 | Petroleum | Kerosene | Kerosene |  | Steel | Steel |  |  | Steel |  | 1901-01-01 | [15 empty] | UST Currently In Use: 1; UST Temp Close: 0; AST Currently In Use: 0; AST Temp Closed: 0 | 1 | 0 | 3 | 25872-073-014785 | HANGAR 27 LLC
40181 | Permanently Closed | 1998-12-16 | 1973-01-01 | 1998-12-16 | Petroleum | Kerosene | Kerosene |  | Steel | Steel |  |  | Steel |  | 1901-01-01 | [15 empty] | UST Currently In Use: 1; UST Temp Close: 0; AST Currently In Use: 0; AST Temp Closed: 0 | 1 | 0 | 3 | 25872-073-014785 | HANGAR 27 LLC
40182 | Permanently Closed | 1991-01-29 | 1969-01-01 | 1991-01-29 | Petroleum | Kerosene | Kerosene |  | Steel | Steel |  |  | Steel |  | 1901-01-01 | [15 empty] | UST Currently In Use: 1; UST Temp Close: 0; AST Currently In Use: 0; AST Temp Closed: 0 | 1 | 0 | 3 | 25872-073-014785 | HANGAR 27 LLC
40183 | Currently in Use |  | 1988-09-01 |  | Petroleum | Unleaded gasoline | Unleaded gasoline | Retail | Steel | Steel | Coated & cathodic protection (sti-P3) |  | Fiberglass reinforced plastic |  |  | Galvanic Cathodic, FLEX CONNS | Catchment Basin, Single walled catchment basin | Flow Rest 90% Full | Flow Rest 90% Full |  |  | Continuous Automatic Tank Gauge |  | Automatic flow restrictor (MLLD) | Automatic flow restrictor (MLLD) |  |  | Annual line testing | Annual line testing |  | UST Currently In Use: 5; UST Temp Close: 0; AST Currently In Use: 0; AST Temp Closed: 0 | 5 | 0 | 0 | 23429-029-014792 | MUSA PROPERTIES, LLC
40184 | Currently in Use |  | 1988-09-01 |  | Petroleum | Mid-grade gasoline | Mid-grade gasoline | Retail | Steel | Steel | Coated & cathodic protection (sti-P3) |  | Fiberglass reinforced plastic |  |  | Galvanic Cathodic, FLEX CONNS | Catchment Basin, Single walled catchment basin | Flow Rest 90% Full | Flow Rest 90% Full |  |  | Continuous Automatic Tank Gauge |  | Automatic flow restrictor (MLLD) | Automatic flow restrictor (MLLD) |  |  | Annual line testing | Annual line testing |  | UST Currently In Use: 5; UST Temp Close: 0; AST Currently In Use: 0; AST Temp Closed: 0 | 5 | 0 | 0 | 23429-029-014792 | MUSA PROPERTIES, LLC
40185 | Currently in Use |  | 1988-09-01 |  | Petroleum | Premium gasoline | Premium gasoline | Retail | Steel | Steel | Coated & cathodic protection (sti-P3) |  | Fiberglass reinforced plastic |  |  | Galvanic Cathodic, FLEX CONNS | Catchment Basin, Single walled catchment basin | Flow Rest 90% Full | Flow Rest 90% Full |  |  | Continuous Automatic Tank Gauge |  | Automatic flow restrictor (MLLD) | Automatic flow restrictor (MLLD) |  |  | Annual line testing | Annual line testing |  | UST Currently In Use: 5; UST Temp Close: 0; AST Currently In Use: 0; AST Temp Closed: 0 | 5 | 0 | 0 | 23429-029-014792 | MUSA PROPERTIES, LLC
40186 | Currently in Use |  | 1988-09-01 |  | Petroleum | On road diesel | On road diesel | Retail | Steel | Steel | Coated & cathodic protection (sti-P3) |  | Fiberglass reinforced plastic |  |  | Galvanic Cathodic, FLEX CONNS | Catchment Basin, Single walled catchment basin | Flow Rest 90% Full | Flow Rest 90% Full |  |  | Continuous Automatic Tank Gauge |  | Automatic flow restrictor (MLLD) | Automatic flow restrictor (MLLD) |  |  | Annual line testing | Annual line testing |  | UST Currently In Use: 5; UST Temp Close: 0; AST Currently In Use: 0; AST Temp Closed: 0 | 5 | 0 | 0 | 23429-029-014792 | MUSA PROPERTIES, LLC
40187 | Currently in Use |  | 1988-09-01 |  | Petroleum | Other, OFFROAD | Other | Retail | Steel | Steel | Coated & cathodic protection (sti-P3) |  | Fiberglass reinforced plastic |  |  | Galvanic Cathodic, FLEX CONNS | Catchment Basin, Single walled catchment basin | Flow Rest 90% Full | Flow Rest 90% Full |  |  | Continuous Automatic Tank Gauge |  | Automatic flow restrictor (MLLD) | Automatic flow restrictor (MLLD) |  |  | Annual line testing | Annual line testing |  | UST Currently In Use: 5; UST Temp Close: 0; AST Currently In Use: 0; AST Temp Closed: 0 | 5 | 0 | 0 | 23429-029-014792 | MUSA PROPERTIES, LLC
40188 | Currently in Use |  | 1981-01-01 |  | Petroleum | Unleaded gasoline | Unleaded gasoline | Retail | Fiberglass reinforced plastic, Single Wall | Single Wall |  |  | Double Wall, Fiberglass reinforced plastic, 2 PIECES |  | 1901-01-01 |  | Catchment Basin, Single walled catchment basin | Automatic shutoff device At 95% full, Flow Rest 90% Full | Flow Rest 90% Full |  |  | Continuous Automatic Tank Gauge |  | Automatic shutoff device (AELLD) | Automatic shutoff device (AELLD) | [5 empty] | UST Currently In Use: 3; UST Temp Close: 0; AST Currently In Use: 0; AST Temp Closed: 0 | 3 | 0 | 4 | 16860-073-005360 | LAWRENCE ANGELO
40189 | Currently in Use |  | 1981-01-01 |  | Petroleum | On road diesel | On road diesel | Retail | Fiberglass reinforced plastic, Single Wall | Single Wall |  |  | Double Wall, Fiberglass reinforced plastic, 2 PIECES |  | 1901-01-01 |  | Catchment Basin, Single walled catchment basin | Automatic shutoff device At 95% full, Flow Rest 90% Full | Flow Rest 90% Full |  |  | Continuous Automatic Tank Gauge |  | Automatic shutoff device (AELLD) | Automatic shutoff device (AELLD) | [5 empty] | UST Currently In Use: 3; UST Temp Close: 0; AST Currently In Use: 0; AST Temp Closed: 0 | 3 | 0 | 4 | 16860-073-005360 | LAWRENCE ANGELO
40190 | Currently in Use |  | 1981-01-01 |  | Petroleum | Premium gasoline | Premium gasoline | Retail | Fiberglass reinforced plastic, Single Wall | Single Wall |  |  | Double Wall, Fiberglass reinforced plastic, 2 PIECES |  | 1901-01-01 |  | Catchment Basin, Single walled catchment basin | Automatic shutoff device At 95% full, Flow Rest 90% Full | Flow Rest 90% Full |  |  | Continuous Automatic Tank Gauge |  | Automatic shutoff device (AELLD) | Automatic shutoff device (AELLD) | [5 empty] | UST Currently In Use: 3; UST Temp Close: 0; AST Currently In Use: 0; AST Temp Closed: 0 | 3 | 0 | 4 | 16860-073-005360 | LAWRENCE ANGELO
40191 | Permanently Closed | 1995-06-23 | 1981-01-01 | 1995-06-23 | Petroleum | Used oil | Used oil | Retail | Fiberglass reinforced plastic | Fiberglass reinforced plastic |  |  | Fiberglass reinforced plastic |  | 1901-01-01 | [15 empty] | UST Currently In Use: 3; UST Temp Close: 0; AST Currently In Use: 0; AST Temp Closed: 0 | 3 | 0 | 4 | 16860-073-005360 | LAWRENCE ANGELO
40192 | Permanently Closed | 1983-06-01 | 1958-01-01 | 1989-06-27 | Petroleum | Unleaded gasoline | Unleaded gasoline |  | Steel | Steel |  | Painted or None | Steel |  | 1901-01-01 | [15 empty] | UST Currently In Use: 3; UST Temp Close: 0; AST Currently In Use: 0; AST Temp Closed: 0 | 3 | 0 | 4 | 16860-073-005360 | LAWRENCE ANGELO
40193 | Permanently Closed | 1983-06-01 | 1958-01-01 | 1989-06-27 | Petroleum | Unleaded gasoline | Unleaded gasoline |  | Steel | Steel |  | Painted or None | Steel |  | 1901-01-01 | [15 empty] | UST Currently In Use: 3; UST Temp Close: 0; AST Currently In Use: 0; AST Temp Closed: 0 | 3 | 0 | 4 | 16860-073-005360 | LAWRENCE ANGELO
40194 | Permanently Closed | 1983-06-01 | 1958-01-01 | 1989-06-27 | Petroleum | Unleaded gasoline | Unleaded gasoline |  | Steel | Steel |  | Painted or None | Steel |  | 1901-01-01 | [15 empty] | UST Currently In Use: 3; UST Temp Close: 0; AST Currently In Use: 0; AST Temp Closed: 0 | 3 | 0 | 4 | 16860-073-005360 | LAWRENCE ANGELO
40195 |  | 1988-12-25 | 1975-01-01 |  | Petroleum | Unleaded gasoline | Unleaded gasoline |  | Steel | Steel |  | Painted or None | Steel |  | 1901-01-01 | [15 empty] | UST Currently In Use: 0; UST Temp Close: 0; AST Currently In Use: 0; AST Temp Closed: 0 | 0 | 0 | 0 | 16861-121-001572 | AL BROCK
40196 |  | 1988-12-25 | 1975-01-01 |  | Petroleum | Unleaded gasoline | Unleaded gasoline |  | Steel | Steel |  | Painted or None | Steel |  | 1901-01-01 | [15 empty] | UST Currently In Use: 0; UST Temp Close: 0; AST Currently In Use: 0; AST Temp Closed: 0 | 0 | 0 | 0 | 16861-121-001572 | AL BROCK
40197 |  | 1998-12-22 | 1980-01-01 |  | Petroleum | Unleaded gasoline | Unleaded gasoline |  | Steel | Steel |  | Painted or None | Steel |  | 1901-01-01 | [15 empty] | UST Currently In Use: 0; UST Temp Close: 0; AST Currently In Use: 0; AST Temp Closed: 0 | 0 | 0 | 0 | 16862-115-009882 | CHRIS AMICK
40198 |  | 1998-12-22 | 1980-01-01 |  | Petroleum | Unleaded gasoline | Unleaded gasoline |  | Steel | Steel |  | Painted or None | Steel |  | 1901-01-01 | [15 empty] | UST Currently In Use: 0; UST Temp Close: 0; AST Currently In Use: 0; AST Temp Closed: 0 | 0 | 0 | 0 | 16862-115-009882 | CHRIS AMICK
40199 |  | 1998-12-22 | 1980-01-01 |  | Petroleum | Unleaded gasoline | Unleaded gasoline |  | Steel | Steel |  | Painted or None | Steel |  | 1901-01-01 | [15 empty] | UST Currently In Use: 0; UST Temp Close: 0; AST Currently In Use: 0; AST Temp Closed: 0 | 0 | 0 | 0 | 16862-115-009882 | CHRIS AMICK
40200 | Permanently Closed | 1994-04-30 | 1986-01-01 | 1996-04-30 | Petroleum | Unleaded gasoline | Unleaded gasoline |  | Steel | Steel |  | Painted or None | Steel |  | 1901-01-01 | [15 empty] | UST Currently In Use: 0; UST Temp Close: 0; AST Currently In Use: 0; AST Temp Closed: 0 | 0 | 0 | 2 | 16863-015-011625 | HOWARD GAINES
40201 | Permanently Closed | 1994-04-30 | 1986-01-01 | 1996-04-30 | Petroleum | Unleaded gasoline | Unleaded gasoline |  | Steel | Steel |  | Painted or None | Steel |  | 1901-01-01 | [15 empty] | UST Currently In Use: 0; UST Temp Close: 0; AST Currently In Use: 0; AST Temp Closed: 0 | 0 | 0 | 2 | 16863-015-011625 | HOWARD GAINES
40202 | Permanently Closed | 2007-06-26 | 1985-01-01 | 2007-06-26 | Petroleum | Unleaded gasoline | Unleaded gasoline | Retail | Fiberglass reinforced plastic | Fiberglass reinforced plastic |  |  | Fiberglass reinforced plastic |  | 1901-01-01 |  | Catchment Basin, Single walled catchment basin | Automatic shutoff device At 95% full, Flow Rest 90% Full | Flow Rest 90% Full |  |  | Statistical Inventory Reconciliation (SIR) | [5 empty] | Statistical inventory reconciliation (SIR) | Statistical inventory reconciliation (SIR) |  | UST Currently In Use: 0; UST Temp Close: 0; AST Currently In Use: 0; AST Temp Closed: 0 | 0 | 0 | 4 | 22726-073-005365 | J T MCPHERSON
40203 | Permanently Closed | 2007-06-26 | 1985-01-01 | 2007-06-26 | Petroleum | Mid-grade gasoline | Mid-grade gasoline | Retail | Fiberglass reinforced plastic | Fiberglass reinforced plastic |  |  | Fiberglass reinforced plastic |  | 1901-01-01 |  | Catchment Basin, Single walled catchment basin | Automatic shutoff device At 95% full, Flow Rest 90% Full | Flow Rest 90% Full |  |  | Automatic Tank Gauge, Statistical Inventory Reconciliation (SIR) | [5 empty] | Statistical inventory reconciliation (SIR) | Statistical inventory reconciliation (SIR) |  | UST Currently In Use: 0; UST Temp Close: 0; AST Currently In Use: 0; AST Temp Closed: 0 | 0 | 0 | 4 | 22726-073-005365 | J T MCPHERSON
40204 | Permanently Closed | 2007-06-26 | 1985-01-01 | 2007-06-26 | Petroleum | Premium gasoline | Premium gasoline | Retail | Fiberglass reinforced plastic | Fiberglass reinforced plastic |  |  | Fiberglass reinforced plastic |  | 1901-01-01 |  | Catchment Basin, Single walled catchment basin | Automatic shutoff device At 95% full, Flow Rest 90% Full | Flow Rest 90% Full |  |  | Automatic Tank Gauge, Statistical Inventory Reconciliation (SIR) | [5 empty] | Statistical inventory reconciliation (SIR) | Statistical inventory reconciliation (SIR) |  | UST Currently In Use: 0; UST Temp Close: 0; AST Currently In Use: 0; AST Temp Closed: 0 | 0 | 0 | 4 | 22726-073-005365 | J T MCPHERSON
40205 | Permanently Closed | 1967-06-01 | 1956-01-01 | 1985-01-01 | Petroleum | Unleaded gasoline | Unleaded gasoline |  | Fiberglass reinforced plastic | Fiberglass reinforced plastic |  |  | Fiberglass reinforced plastic |  | 1901-01-01 | [15 empty] | UST Currently In Use: 0; UST Temp Close: 0; AST Currently In Use: 0; AST Temp Closed: 0 | 0 | 0 | 4 | 22726-073-005365 | J T MCPHERSON
40206 | Permanently Closed | 1998-07-06 | 1979-01-01 | 1998-07-06 | Petroleum | Unleaded gasoline | Unleaded gasoline |  | Steel | Steel |  |  | Steel |  | 1901-01-01 | [15 empty] | UST Currently In Use: 3; UST Temp Close: 0; AST Currently In Use: 0; AST Temp Closed: 0 | 3 | 0 | 3 | 23429-015-012340 | MUSA PROPERTIES, LLC
40207 | Permanently Closed | 1998-07-06 | 1979-01-01 | 1998-07-06 | Petroleum | Unleaded gasoline | Unleaded gasoline |  | Steel | Steel |  |  | Steel |  | 1901-01-01 | [15 empty] | UST Currently In Use: 3; UST Temp Close: 0; AST Currently In Use: 0; AST Temp Closed: 0 | 3 | 0 | 3 | 23429-015-012340 | MUSA PROPERTIES, LLC
40208 | Permanently Closed | 1998-07-06 | 1979-01-01 | 1998-07-06 | Petroleum | Unleaded gasoline | Unleaded gasoline |  | Steel | Steel |  |  | Steel |  | 1901-01-01 | [15 empty] | UST Currently In Use: 3; UST Temp Close: 0; AST Currently In Use: 0; AST Temp Closed: 0 | 3 | 0 | 3 | 23429-015-012340 | MUSA PROPERTIES, LLC
40209 | Permanently Closed | 1989-01-01 | 1974-01-01 | 1992-01-03 | Petroleum | Unleaded gasoline | Unleaded gasoline |  | Steel | Steel |  | Painted or None | Steel |  | 1901-01-01 | [15 empty] | UST Currently In Use: 0; UST Temp Close: 0; AST Currently In Use: 0; AST Temp Closed: 0 | 0 | 0 | 3 | 16866-117-007098 | JOSEPH BOOTH
40210 | Permanently Closed | 1989-01-01 | 1972-01-01 | 1992-01-03 | Petroleum | Unleaded gasoline | Unleaded gasoline |  | Steel | Steel |  | Painted or None | Steel |  | 1901-01-01 | [15 empty] | UST Currently In Use: 0; UST Temp Close: 0; AST Currently In Use: 0; AST Temp Closed: 0 | 0 | 0 | 3 | 16866-117-007098 | JOSEPH BOOTH
40211 | Permanently Closed | 1989-01-01 | 1972-01-01 | 1992-01-03 | Petroleum | Unleaded gasoline | Unleaded gasoline |  | Steel | Steel |  | Painted or None | Steel |  | 1901-01-01 | [15 empty] | UST Currently In Use: 0; UST Temp Close: 0; AST Currently In Use: 0; AST Temp Closed: 0 | 0 | 0 | 3 | 16866-117-007098 | JOSEPH BOOTH
40212 | Permanently Closed | 1993-09-17 | 1973-01-01 | 1993-09-17 | Petroleum | Unleaded gasoline | Unleaded gasoline |  | Fiberglass reinforced plastic | Fiberglass reinforced plastic |  |  | Steel |  | 1901-01-01 | [15 empty] | UST Currently In Use: 0; UST Temp Close: 0; AST Currently In Use: 0; AST Temp Closed: 0 | 0 | 0 | 4 | 16868-073-005578 | JERRY TORTORIGI
40213 | Permanently Closed | 1993-09-17 | 1973-01-01 | 1993-09-17 | Petroleum | Unleaded gasoline | Unleaded gasoline |  | Fiberglass reinforced plastic | Fiberglass reinforced plastic |  |  | Steel |  | 1901-01-01 | [15 empty] | UST Currently In Use: 0; UST Temp Close: 0; AST Currently In Use: 0; AST Temp Closed: 0 | 0 | 0 | 4 | 16868-073-005578 | JERRY TORTORIGI
40214 | Permanently Closed | 1993-09-17 | 1973-01-01 | 1993-09-17 | Petroleum | Unleaded gasoline | Unleaded gasoline |  | Fiberglass reinforced plastic | Fiberglass reinforced plastic |  |  | Steel |  | 1901-01-01 | [15 empty] | UST Currently In Use: 0; UST Temp Close: 0; AST Currently In Use: 0; AST Temp Closed: 0 | 0 | 0 | 4 | 16868-073-005578 | JERRY TORTORIGI
40215 | Permanently Closed | 1993-09-17 | 1973-01-01 | 1993-09-17 | Petroleum | On road diesel | On road diesel |  | Fiberglass reinforced plastic | Fiberglass reinforced plastic |  |  | Steel |  | 1901-01-01 | [15 empty] | UST Currently In Use: 0; UST Temp Close: 0; AST Currently In Use: 0; AST Temp Closed: 0 | 0 | 0 | 4 | 16868-073-005578 | JERRY TORTORIGI
40216 | Permanently Closed | 1992-04-13 | 1973-01-01 | 1992-04-13 | Petroleum | Unleaded gasoline | Unleaded gasoline | State/federal government | Steel | Steel |  |  |  |  | 1901-01-01 | [15 empty] | UST Currently In Use: 0; UST Temp Close: 0; AST Currently In Use: 0; AST Temp Closed: 0 | 0 | 0 | 4 | 16869-073-014793 | BESSEMER STATE TECHNICAL COLLEGE
40217 | Permanently Closed | 1992-04-13 | 1990-01-01 | 1992-04-13 | Petroleum | Unleaded gasoline | Unleaded gasoline | State/federal government | Steel | Steel |  |  |  |  | 1901-01-01 | [15 empty] | UST Currently In Use: 0; UST Temp Close: 0; AST Currently In Use: 0; AST Temp Closed: 0 | 0 | 0 | 4 | 16869-073-014793 | BESSEMER STATE TECHNICAL COLLEGE
40218 | Permanently Closed | 1992-04-13 | 1990-01-01 | 1992-04-13 | Petroleum | Unleaded gasoline | Unleaded gasoline | State/federal government | Steel | Steel |  |  |  |  | 1901-01-01 | [15 empty] | UST Currently In Use: 0; UST Temp Close: 0; AST Currently In Use: 0; AST Temp Closed: 0 | 0 | 0 | 4 | 16869-073-014793 | BESSEMER STATE TECHNICAL COLLEGE
40219 | Permanently Closed | 1992-04-13 | 1990-01-01 | 1992-04-13 | Petroleum | Used oil | Used oil | State/federal government | Steel | Steel |  |  |  |  | 1901-01-01 | [15 empty] | UST Currently In Use: 0; UST Temp Close: 0; AST Currently In Use: 0; AST Temp Closed: 0 | 0 | 0 | 4 | 16869-073-014793 | BESSEMER STATE TECHNICAL COLLEGE
40220 | Currently in Use |  | 1990-01-01 |  | Petroleum | Unleaded gasoline | Unleaded gasoline | Retail | Steel | Steel | Coated & cathodic protection (sti-P3) |  | Fiberglass reinforced plastic |  |  |  | Catchment Basin, Single walled catchment basin | Flow Rest 90% Full | Flow Rest 90% Full |  |  | Automatic Tank Gauge |  | Automatic flow restrictor (MLLD) | Automatic flow restrictor (MLLD) |  |  | Annual line testing | Annual line testing |  | UST Currently In Use: 4; UST Temp Close: 0; AST Currently In Use: 0; AST Temp Closed: 0 | 4 | 0 | 0 | 25860-117-014795 | JAM JAR LLC
40221 | Currently in Use |  | 1990-01-01 |  | Petroleum | On road diesel | On road diesel | Retail | Steel | Steel | Coated & cathodic protection (sti-P3) |  | Fiberglass reinforced plastic |  |  |  | Catchment Basin, Single walled catchment basin | Flow Rest 90% Full | Flow Rest 90% Full |  |  | Automatic Tank Gauge |  | Automatic flow restrictor (MLLD) | Automatic flow restrictor (MLLD) |  |  | Annual line testing | Annual line testing |  | UST Currently In Use: 4; UST Temp Close: 0; AST Currently In Use: 0; AST Temp Closed: 0 | 4 | 0 | 0 | 25860-117-014795 | JAM JAR LLC
40222 | Currently in Use |  | 1990-01-01 |  | Petroleum | Premium gasoline | Premium gasoline | Retail | Steel | Steel | Coated & cathodic protection (sti-P3) |  | Fiberglass reinforced plastic |  |  |  | Catchment Basin, Single walled catchment basin | Flow Rest 90% Full | Flow Rest 90% Full |  |  | Automatic Tank Gauge |  | Automatic flow restrictor (MLLD) | Automatic flow restrictor (MLLD) |  |  | Annual line testing | Annual line testing |  | UST Currently In Use: 4; UST Temp Close: 0; AST Currently In Use: 0; AST Temp Closed: 0 | 4 | 0 | 0 | 25860-117-014795 | JAM JAR LLC
40223 | Currently in Use |  | 1990-01-01 |  | Petroleum | Kerosene | Kerosene | Retail | Steel | Steel | Coated & cathodic protection (sti-P3) |  | Fiberglass reinforced plastic |  |  |  | Catchment Basin, Single walled catchment basin | Flow Rest 90% Full | Flow Rest 90% Full |  |  | Automatic Tank Gauge |  | Automatic flow restrictor (MLLD) | Automatic flow restrictor (MLLD) |  |  | Annual line testing | Annual line testing |  | UST Currently In Use: 4; UST Temp Close: 0; AST Currently In Use: 0; AST Temp Closed: 0 | 4 | 0 | 0 | 25860-117-014795 | JAM JAR LLC
40224 | Temporary Closed | 2020-05-01 | 1990-01-23 |  | Petroleum | On road diesel | On road diesel | Emergency Power Generator, Local Government | Double Wall, Fiberglass reinforced plastic | Fiberglass reinforced plastic |  |  | Fiberglass reinforced plastic |  | 1901-01-01 |  | Catchment Basin, Single walled catchment basin | Automatic shutoff device At 95% full, Flow Rest 90% Full | Flow Rest 90% Full | Interstitial Monitoring within Secondary Containment |  | Other | [8 empty] | UST Currently In Use: 0; UST Temp Close: 1; AST Currently In Use: 0; AST Temp Closed: 0 | 0 | 1 | 0 | 16871-121-014796 | TALLADEGA WATER & SEWER BOARD
40225 | Permanently Closed | 2021-04-07 | 1989-08-17 | 2021-04-07 | Petroleum | On road diesel | On road diesel | Emergency Power Generator, Local Government | Double Wall, Fiberglass reinforced plastic | Fiberglass reinforced plastic |  |  | Fiberglass reinforced plastic |  | 1901-01-01 |  | Catchment Basin, Single walled catchment basin | Automatic shutoff device At 95% full, Flow Rest 90% Full | Flow Rest 90% Full | Interstitial Monitoring within Secondary Containment | [10 empty] | UST Currently In Use: 0; UST Temp Close: 0; AST Currently In Use: 0; AST Temp Closed: 0 | 0 | 0 | 1 | 16871-121-015020 | TALLADEGA WATER & SEWER BOARD
40226 |  | 1999-01-01 | 1989-08-17 |  | Petroleum | On road diesel | On road diesel | Emergency Power Generator, Local Government | Fiberglass reinforced plastic | Fiberglass reinforced plastic |  |  | Fiberglass reinforced plastic |  | 1901-01-01 |  | Catchment Basin, Single walled catchment basin | Automatic shutoff device At 95% full, Flow Rest 90% Full | Flow Rest 90% Full |  |  | Other | [8 empty] | UST Currently In Use: 0; UST Temp Close: 0; AST Currently In Use: 0; AST Temp Closed: 0 | 0 | 0 | 0 | 16871-121-015150 | TALLADEGA WATER & SEWER BOARD
40227 | Permanently Closed | 1999-01-01 | 1989-08-17 | 2019-05-16 | Petroleum | On road diesel | On road diesel | Emergency Power Generator, Local Government | Fiberglass reinforced plastic | Fiberglass reinforced plastic |  |  | Fiberglass reinforced plastic |  | 1901-01-01 |  | Catchment Basin, Single walled catchment basin | Automatic shutoff device At 95% full, Flow Rest 90% Full | Flow Rest 90% Full |  |  | Other | [8 empty] | UST Currently In Use: 0; UST Temp Close: 0; AST Currently In Use: 0; AST Temp Closed: 0 | 0 | 0 | 1 | 16871-121-015151 | TALLADEGA WATER & SEWER BOARD
40228 | Permanently Closed | 2011-12-02 | 1990-07-23 | 2011-12-02 | Petroleum | Unleaded gasoline | Unleaded gasoline | Retail | Fiberglass reinforced plastic | Fiberglass reinforced plastic |  |  | Fiberglass reinforced plastic |  | 1901-01-01 |  | Catchment Basin, Single walled catchment basin | Flow Rest 90% Full | Flow Rest 90% Full |  |  | Continuous Automatic Tank Gauge |  | Sump sensor relayed to automatically shut off submersible pump | Sump sensor relayed to automatically shut off submersible pump | Interstitial Monitoring within Secondary Containment |  |  |  |  | UST Currently In Use: 0; UST Temp Close: 0; AST Currently In Use: 0; AST Temp Closed: 0 | 0 | 0 | 2 | 20411-007-014921 | DC OIL COMPANY
40230 | Permanently Closed | 2011-12-02 | 1990-07-23 | 2011-12-02 | Petroleum | Premium gasoline | Premium gasoline | Retail | Fiberglass reinforced plastic | Fiberglass reinforced plastic |  |  | Fiberglass reinforced plastic |  | 1901-01-01 |  | Catchment Basin, Single walled catchment basin | Flow Rest 90% Full | Flow Rest 90% Full |  |  | Continuous Automatic Tank Gauge |  | Containment Sump, Sump sensor relayed to automatically shut off submersible pump | Sump sensor relayed to automatically shut off submersible pump | Interstitial Monitoring within Secondary Containment |  |  |  |  | UST Currently In Use: 0; UST Temp Close: 0; AST Currently In Use: 0; AST Temp Closed: 0 | 0 | 0 | 2 | 20411-007-014921 | DC OIL COMPANY
40231 | Currently in Use |  | 1990-02-26 |  | Petroleum | Unleaded gasoline | Unleaded gasoline | Retail | Fiberglass reinforced plastic | Fiberglass reinforced plastic |  |  | Fiberglass reinforced plastic |  | 1901-01-01 |  | Catchment Basin, Single walled catchment basin | Flow Rest 90% Full | Flow Rest 90% Full |  |  | Continuous Automatic Tank Gauge |  | Automatic flow restrictor (MLLD), Containment Sump | Containment Sump |  |  | Annual line testing | Annual line testing |  | UST Currently In Use: 3; UST Temp Close: 0; AST Currently In Use: 3; AST Temp Closed: 0 | 3 | 0 | 0 | 25713-117-014797 | SARIF INC
40232 | Currently in Use |  | 1990-02-26 |  | Petroleum | Mid-grade gasoline | Mid-grade gasoline | Retail | Fiberglass reinforced plastic | Fiberglass reinforced plastic |  |  | Fiberglass reinforced plastic |  | 1901-01-01 |  | Catchment Basin, Single walled catchment basin | Flow Rest 90% Full | Flow Rest 90% Full |  |  | Continuous Automatic Tank Gauge |  | Automatic flow restrictor (MLLD), Containment Sump | Containment Sump |  |  | Annual line testing | Annual line testing |  | UST Currently In Use: 3; UST Temp Close: 0; AST Currently In Use: 3; AST Temp Closed: 0 | 3 | 0 | 0 | 25713-117-014797 | SARIF INC
40233 | Currently in Use |  | 1990-02-26 |  | Petroleum | Premium gasoline | Premium gasoline | Retail | Fiberglass reinforced plastic | Fiberglass reinforced plastic |  |  | Fiberglass reinforced plastic |  | 1901-01-01 |  | Catchment Basin, Single walled catchment basin | Flow Rest 90% Full | Flow Rest 90% Full |  |  | Continuous Automatic Tank Gauge |  | Automatic flow restrictor (MLLD), Containment Sump | Containment Sump |  |  | Annual line testing | Annual line testing |  | UST Currently In Use: 3; UST Temp Close: 0; AST Currently In Use: 3; AST Temp Closed: 0 | 3 | 0 | 0 | 25713-117-014797 | SARIF INC
40235 | Permanently Closed | 1990-07-19 | 1977-03-01 | 1990-07-19 | Petroleum | On road diesel | On road diesel |  | Steel | Steel |  |  | Steel |  | 1901-01-01 | [15 empty] | UST Currently In Use: 0; UST Temp Close: 0; AST Currently In Use: 0; AST Temp Closed: 0 | 0 | 0 | 2 | 16874-073-015001 | UNR INDUSTRIES INC
40236 | Permanently Closed | 1995-01-01 | 1980-08-28 | 1995-04-13 | Petroleum | Unleaded gasoline | Unleaded gasoline |  | Steel | Steel |  |  | Steel |  | 1901-01-01 | [15 empty] | UST Currently In Use: 0; UST Temp Close: 0; AST Currently In Use: 0; AST Temp Closed: 0 | 0 | 0 | 2 | 16874-073-015001 | UNR INDUSTRIES INC
40237 | Permanently Closed | 1990-02-01 | 1980-01-01 | 1990-02-15 | Petroleum | Unleaded gasoline | Unleaded gasoline |  | Steel | Steel |  |  | Steel |  | 1901-01-01 | [15 empty] | UST Currently In Use: 0; UST Temp Close: 0; AST Currently In Use: 0; AST Temp Closed: 0 | 0 | 0 | 2 | 16875-081-014627 | VIRGINIA INDUSTRIES INC
40238 | Permanently Closed | 1990-02-01 | 1980-01-01 | 1990-02-15 | Petroleum | On road diesel | On road diesel |  | Steel | Steel |  |  | Steel |  | 1901-01-01 | [15 empty] | UST Currently In Use: 0; UST Temp Close: 0; AST Currently In Use: 0; AST Temp Closed: 0 | 0 | 0 | 2 | 16875-081-014627 | VIRGINIA INDUSTRIES INC
40239 | Permanently Closed | 1995-05-01 | 1978-05-01 | 1996-05-08 | Petroleum | Unleaded gasoline | Unleaded gasoline | Retail | [6 empty] | 1901-01-01 | [6 empty] | Manual Tank Gauging (only tanks 1000 gal. or less and 48” or 64” in diameter) | [8 empty] | UST Currently In Use: 0; UST Temp Close: 0; AST Currently In Use: 0; AST Temp Closed: 0 | 0 | 0 | 3 | 18059-109-014628 | TODD & PAMELA W MISSILDINE
40240 | Permanently Closed | 1995-05-01 | 1978-05-01 | 1996-05-08 | Petroleum | Unleaded gasoline | Unleaded gasoline | Retail | [6 empty] | 1901-01-01 | [6 empty] | Manual Tank Gauging (only tanks 1000 gal. or less and 48” or 64” in diameter) | [8 empty] | UST Currently In Use: 0; UST Temp Close: 0; AST Currently In Use: 0; AST Temp Closed: 0 | 0 | 0 | 3 | 18059-109-014628 | TODD & PAMELA W MISSILDINE
40241 | Permanently Closed | 1995-05-01 | 1978-05-01 | 1996-05-08 | Petroleum | On road diesel | On road diesel | Retail | [6 empty] | 1901-01-01 | [6 empty] | Manual Tank Gauging (only tanks 1000 gal. or less and 48” or 64” in diameter) | [8 empty] | UST Currently In Use: 0; UST Temp Close: 0; AST Currently In Use: 0; AST Temp Closed: 0 | 0 | 0 | 3 | 18059-109-014628 | TODD & PAMELA W MISSILDINE
40242 | Permanently Closed | 1993-02-09 | 1981-01-01 | 1993-02-09 | Petroleum | Unleaded gasoline | Unleaded gasoline |  | Steel | Steel |  | Painted or None | Steel |  | 1901-01-01 | [15 empty] | UST Currently In Use: 2; UST Temp Close: 0; AST Currently In Use: 0; AST Temp Closed: 0 | 2 | 0 | 5 | 25274-045-014629 | ANV LLC DBA CITGO OZARK STOP N GO #3
40243 | Permanently Closed | 1993-02-09 | 1981-01-01 | 1993-02-09 | Petroleum | Unleaded gasoline | Unleaded gasoline |  | Steel | Steel |  | Painted or None | Steel |  | 1901-01-01 | [15 empty] | UST Currently In Use: 2; UST Temp Close: 0; AST Currently In Use: 0; AST Temp Closed: 0 | 2 | 0 | 5 | 25274-045-014629 | ANV LLC DBA CITGO OZARK STOP N GO #3
40244 | Permanently Closed | 1993-02-09 | 1981-01-01 | 1993-02-09 | Petroleum | Unleaded gasoline | Unleaded gasoline |  | Steel | Steel |  | Painted or None | Steel |  | 1901-01-01 | [15 empty] | UST Currently In Use: 2; UST Temp Close: 0; AST Currently In Use: 0; AST Temp Closed: 0 | 2 | 0 | 5 | 25274-045-014629 | ANV LLC DBA CITGO OZARK STOP N GO #3
40245 | Permanently Closed | 1993-02-09 | 1981-01-01 | 1993-02-09 | Petroleum | Unleaded gasoline | Unleaded gasoline |  | Steel | Steel |  | Painted or None | Steel |  | 1901-01-01 | [15 empty] | UST Currently In Use: 2; UST Temp Close: 0; AST Currently In Use: 0; AST Temp Closed: 0 | 2 | 0 | 5 | 25274-045-014629 | ANV LLC DBA CITGO OZARK STOP N GO #3
40246 | Permanently Closed | 1993-02-09 | 1981-01-01 | 1993-02-09 | Petroleum | On road diesel | On road diesel |  | Steel | Steel |  | Painted or None | Steel |  | 1901-01-01 | [15 empty] | UST Currently In Use: 2; UST Temp Close: 0; AST Currently In Use: 0; AST Temp Closed: 0 | 2 | 0 | 5 | 25274-045-014629 | ANV LLC DBA CITGO OZARK STOP N GO #3
40248 | Permanently Closed | 1991-12-07 | 1975-06-06 | 1991-12-07 | Petroleum | Unleaded gasoline | Unleaded gasoline |  | Steel | Steel |  | Painted or None | Steel |  | 1901-01-01 | [6 empty] | Manual Tank Gauging (only tanks 1000 gal. or less and 48” or 64” in diameter) | [8 empty] | UST Currently In Use: 0; UST Temp Close: 0; AST Currently In Use: 0; AST Temp Closed: 0 | 0 | 0 | 3 | 16878-045-014630 | BOBBY J ELLSWORTH
40249 | Permanently Closed | 1991-12-07 | 1975-06-06 | 1991-12-07 | Petroleum | Unleaded gasoline | Unleaded gasoline |  | Steel | Steel |  | Painted or None | Steel |  | 1901-01-01 | [6 empty] | Manual Tank Gauging (only tanks 1000 gal. or less and 48” or 64” in diameter) | [8 empty] | UST Currently In Use: 0; UST Temp Close: 0; AST Currently In Use: 0; AST Temp Closed: 0 | 0 | 0 | 3 | 16878-045-014630 | BOBBY J ELLSWORTH
40250 | Permanently Closed | 1991-12-06 | 1969-01-01 | 1991-12-06 | Petroleum | Unleaded gasoline | Unleaded gasoline |  | Steel | Steel |  | Painted or None | Steel |  | 1901-01-01 | [6 empty] | Manual Tank Gauging (only tanks 1000 gal. or less and 48” or 64” in diameter) | [8 empty] | UST Currently In Use: 0; UST Temp Close: 0; AST Currently In Use: 0; AST Temp Closed: 0 | 0 | 0 | 3 | 16878-045-014633 | BOBBY J ELLSWORTH
40251 | Permanently Closed | 1991-12-06 | 1969-01-01 | 1991-12-06 | Petroleum | Unleaded gasoline | Unleaded gasoline |  | Steel | Steel |  | Painted or None | Steel |  | 1901-01-01 | [6 empty] | Manual Tank Gauging (only tanks 1000 gal. or less and 48” or 64” in diameter) | [8 empty] | UST Currently In Use: 0; UST Temp Close: 0; AST Currently In Use: 0; AST Temp Closed: 0 | 0 | 0 | 3 | 16878-045-014633 | BOBBY J ELLSWORTH
40252 | Permanently Closed | 1991-12-06 | 1969-01-01 | 1991-12-06 | Petroleum | Unleaded gasoline | Unleaded gasoline |  | Steel | Steel |  | Painted or None | Steel |  | 1901-01-01 | [6 empty] | Manual Tank Gauging (only tanks 1000 gal. or less and 48” or 64” in diameter) | [8 empty] | UST Currently In Use: 0; UST Temp Close: 0; AST Currently In Use: 0; AST Temp Closed: 0 | 0 | 0 | 3 | 16878-045-014633 | BOBBY J ELLSWORTH
40253 | Permanently Closed | 1997-06-13 | 1975-01-01 | 1997-06-16 | Petroleum | Unleaded gasoline | Unleaded gasoline | Retail | Steel | Steel |  | Painted or None | Steel |  | 1901-01-01 | [6 empty] | Manual Tank Gauging (only tanks 1000 gal. or less and 48” or 64” in diameter) | [8 empty] | UST Currently In Use: 0; UST Temp Close: 2; AST Currently In Use: 0; AST Temp Closed: 0 | 0 | 2 | 3 | 25517-045-014634 | ESTATE OF LARRY PHILLIP BRUNER
40254 | Permanently Closed | 1997-06-13 | 1975-01-01 | 1997-06-16 | Petroleum | Unleaded gasoline | Unleaded gasoline | Retail | Steel | Steel |  | Painted or None | Steel |  | 1901-01-01 | [6 empty] | Manual Tank Gauging (only tanks 1000 gal. or less and 48” or 64” in diameter) | [8 empty] | UST Currently In Use: 0; UST Temp Close: 2; AST Currently In Use: 0; AST Temp Closed: 0 | 0 | 2 | 3 | 25517-045-014634 | ESTATE OF LARRY PHILLIP BRUNER
40255 | Permanently Closed | 1997-06-13 | 1975-01-01 | 1997-06-16 | Petroleum | On road diesel | On road diesel | Retail | Steel | Steel |  | Painted or None | Steel |  | 1901-01-01 | [6 empty] | Manual Tank Gauging (only tanks 1000 gal. or less and 48” or 64” in diameter) | [8 empty] | UST Currently In Use: 0; UST Temp Close: 2; AST Currently In Use: 0; AST Temp Closed: 0 | 0 | 2 | 3 | 25517-045-014634 | ESTATE OF LARRY PHILLIP BRUNER
40256 | Permanently Closed | 2003-10-28 | 1988-12-08 | 2024-10-31 | Petroleum | Unleaded gasoline | Unleaded gasoline | Retail | Steel | Steel | Coated & cathodic protection (sti-P3) |  | Fiberglass reinforced plastic |  | 1901-01-01 | None | Catchment Basin, Single walled catchment basin | Flow Rest 90% Full | Flow Rest 90% Full |  |  | Statistical Inventory Reconciliation (SIR) | [8 empty] | UST Currently In Use: 0; UST Temp Close: 0; AST Currently In Use: 0; AST Temp Closed: 0 | 0 | 0 | 3 | 26016-045-014632 | RICK AND WENDY HILLIS
40257 | Permanently Closed | 2003-10-28 | 1988-12-01 | 2024-10-31 | Petroleum | Unleaded gasoline | Unleaded gasoline | Retail | Steel | Steel | Coated & cathodic protection (sti-P3) |  | Fiberglass reinforced plastic |  | 1901-01-01 | None | Catchment Basin, Single walled catchment basin | Flow Rest 90% Full | Flow Rest 90% Full |  |  | Statistical Inventory Reconciliation (SIR) | [8 empty] | UST Currently In Use: 0; UST Temp Close: 0; AST Currently In Use: 0; AST Temp Closed: 0 | 0 | 0 | 3 | 26016-045-014632 | RICK AND WENDY HILLIS
40258 | Permanently Closed | 2003-10-28 | 1988-12-01 | 2024-10-31 | Petroleum | Unleaded gasoline | Unleaded gasoline | Retail | Steel | Steel | Coated & cathodic protection (sti-P3) |  | Fiberglass reinforced plastic |  | 1901-01-01 | None | Catchment Basin, Single walled catchment basin | Flow Rest 90% Full | Flow Rest 90% Full |  |  | Statistical Inventory Reconciliation (SIR) | [8 empty] | UST Currently In Use: 0; UST Temp Close: 0; AST Currently In Use: 0; AST Temp Closed: 0 | 0 | 0 | 3 | 26016-045-014632 | RICK AND WENDY HILLIS
40259 | Permanently Closed | 1996-02-01 | 1990-01-07 | 1997-08-25 | Petroleum | Unleaded gasoline | Unleaded gasoline |  | Fiberglass reinforced plastic | Fiberglass reinforced plastic |  |  | Fiberglass reinforced plastic |  | 1901-01-01 |  | Catchment Basin, Single walled catchment basin | Automatic shutoff device At 95% full | Automatic shutoff device At 95% full | [11 empty] | UST Currently In Use: 0; UST Temp Close: 0; AST Currently In Use: 0; AST Temp Closed: 0 | 0 | 0 | 3 | 17496-021-014831 | DANNY LYNN SMITH
40260 | Permanently Closed | 1989-12-01 | 1972-01-01 | 1990-01-15 | Petroleum | Unleaded gasoline | Unleaded gasoline |  | Steel | Steel |  | Painted or None | Steel |  | 1901-01-01 | [15 empty] | UST Currently In Use: 0; UST Temp Close: 0; AST Currently In Use: 0; AST Temp Closed: 0 | 0 | 0 | 3 | 17496-021-014831 | DANNY LYNN SMITH
40261 | Permanently Closed | 1992-08-01 | 1980-05-01 | 1993-02-24 | Petroleum | Unleaded gasoline | Unleaded gasoline |  | Steel | Steel |  | Painted or None | Steel |  | 1901-01-01 | [6 empty] | Other | [8 empty] | UST Currently In Use: 0; UST Temp Close: 3; AST Currently In Use: 0; AST Temp Closed: 0 | 0 | 3 | 3 | 16883-113-014636 | Bernard G Carlisle (former CRAWFORD ROAD GAS AND GROCERY INC)
40262 | Permanently Closed | 1992-08-01 | 1980-05-01 | 1993-02-24 | Petroleum | Unleaded gasoline | Unleaded gasoline |  | Steel | Steel |  | Painted or None | Steel |  | 1901-01-01 | [6 empty] | Other | [8 empty] | UST Currently In Use: 0; UST Temp Close: 3; AST Currently In Use: 0; AST Temp Closed: 0 | 0 | 3 | 3 | 16883-113-014636 | Bernard G Carlisle (former CRAWFORD ROAD GAS AND GROCERY INC)
40263 | Permanently Closed | 1992-08-01 | 1950-01-01 | 1993-02-24 | Petroleum | Unleaded gasoline | Unleaded gasoline |  | Steel | Steel | Coated & cathodic protection (sti-P3) |  | Steel |  | 1901-01-01 | [6 empty] | Other | [8 empty] | UST Currently In Use: 0; UST Temp Close: 3; AST Currently In Use: 0; AST Temp Closed: 0 | 0 | 3 | 3 | 16883-113-014636 | Bernard G Carlisle (former CRAWFORD ROAD GAS AND GROCERY INC)
40264 | Currently in Use |  | 1982-06-01 |  | Petroleum | Unleaded gasoline | Unleaded gasoline | Retail | Single Wall, Steel | Steel | Field installed cathodic protection |  | Single Wall, Steel |  |  | Field installed cathodic protection | Catchment Basin, Single walled catchment basin | Automatic shutoff device At 95% full | Automatic shutoff device At 95% full |  |  | Statistical Inventory Reconciliation (SIR) | [8 empty] | UST Currently In Use: 3; UST Temp Close: 1; AST Currently In Use: 0; AST Temp Closed: 0 | 3 | 1 | 0 | 24179-109-014635 | LALDAS PATEL
40265 | Temporary Closed | 2015-01-01 | 1982-06-01 |  | Petroleum | Mid-grade gasoline | Mid-grade gasoline | Retail | Single Wall, Steel | Steel | Field installed cathodic protection |  | Single Wall, Steel |  |  | Field installed cathodic protection | Catchment Basin, Single walled catchment basin | Automatic shutoff device At 95% full | Automatic shutoff device At 95% full |  |  | Statistical Inventory Reconciliation (SIR) | [8 empty] | UST Currently In Use: 3; UST Temp Close: 1; AST Currently In Use: 0; AST Temp Closed: 0 | 3 | 1 | 0 | 24179-109-014635 | LALDAS PATEL
40266 | Currently in Use |  | 1982-06-01 |  | Petroleum | Premium gasoline | Premium gasoline | Retail | Single Wall, Steel | Steel | Field installed cathodic protection |  | Single Wall, Steel |  |  | Field installed cathodic protection | Catchment Basin, Single walled catchment basin | Automatic shutoff device At 95% full | Automatic shutoff device At 95% full |  |  | Statistical Inventory Reconciliation (SIR) | [8 empty] | UST Currently In Use: 3; UST Temp Close: 1; AST Currently In Use: 0; AST Temp Closed: 0 | 3 | 1 | 0 | 24179-109-014635 | LALDAS PATEL
40267 | Currently in Use |  | 1982-06-01 |  | Petroleum | On road diesel | On road diesel | Retail | Single Wall, Steel | Steel | Field installed cathodic protection |  | Single Wall, Steel |  |  | Field installed cathodic protection | Catchment Basin, Single walled catchment basin | Automatic shutoff device At 95% full | Automatic shutoff device At 95% full |  |  | Statistical Inventory Reconciliation (SIR) | [8 empty] | UST Currently In Use: 3; UST Temp Close: 1; AST Currently In Use: 0; AST Temp Closed: 0 | 3 | 1 | 0 | 24179-109-014635 | LALDAS PATEL
40271 | Permanently Closed | 1993-12-15 | 1965-01-01 | 1997-01-18 | Petroleum | Unleaded gasoline | Unleaded gasoline | Bulk facility | [6 empty] | 1901-01-01 | [15 empty] | UST Currently In Use: 0; UST Temp Close: 0; AST Currently In Use: 0; AST Temp Closed: 0 | 0 | 0 | 1 | 16887-087-014639 | MACON CO BOARD OF EDUCATION
40272 | Permanently Closed | 1993-12-15 | 1965-01-01 | 1997-01-18 | Petroleum | Unleaded gasoline | Unleaded gasoline | Bulk facility | [6 empty] | 1901-01-01 | [15 empty] | UST Currently In Use: 0; UST Temp Close: 0; AST Currently In Use: 0; AST Temp Closed: 0 | 0 | 0 | 1 | 16887-087-014640 | MACON CO BOARD OF EDUCATION
40273 | Permanently Closed | 1994-01-01 | 1965-01-01 | 1995-02-22 | Petroleum | Unleaded gasoline | Unleaded gasoline | Bulk facility | [6 empty] | 1901-01-01 | [15 empty] | UST Currently In Use: 0; UST Temp Close: 0; AST Currently In Use: 0; AST Temp Closed: 0 | 0 | 0 | 2 | 16887-087-014641 | MACON CO BOARD OF EDUCATION
40274 | Permanently Closed | 1992-12-30 | 1965-01-01 | 1995-02-22 | Petroleum | On road diesel | On road diesel | Bulk facility | [6 empty] | 1901-01-01 | [15 empty] | UST Currently In Use: 0; UST Temp Close: 0; AST Currently In Use: 0; AST Temp Closed: 0 | 0 | 0 | 2 | 16887-087-014641 | MACON CO BOARD OF EDUCATION
40275 | Permanently Closed | 1996-12-31 | 1965-01-01 | 1997-02-01 | Petroleum | Unleaded gasoline | Unleaded gasoline | Bulk facility | Steel | Steel |  | Painted or None | Steel |  | 1901-01-01 | [15 empty] | UST Currently In Use: 0; UST Temp Close: 0; AST Currently In Use: 0; AST Temp Closed: 0 | 0 | 0 | 1 | 16887-087-014642 | MACON CO BOARD OF EDUCATION
40276 | Currently in Use |  | 1989-02-01 |  | Petroleum | Unleaded gasoline | Unleaded gasoline | Retail | Steel | Steel | Coated & cathodic protection (sti-P3) |  | Fiberglass reinforced plastic |  |  |  | Catchment Basin, Single walled catchment basin | Automatic shutoff device At 95% full | Automatic shutoff device At 95% full |  |  | Automatic Tank Gauge |  | Automatic flow restrictor (MLLD) | Automatic flow restrictor (MLLD) |  |  | Annual line testing | Annual line testing |  | UST Currently In Use: 3; UST Temp Close: 0; AST Currently In Use: 0; AST Temp Closed: 0 | 3 | 0 | 2 | 21106-113-014626 | GRIGGS INC.
40277 | Permanently Closed | 2020-05-01 | 1989-02-01 |  | Petroleum | Mid-grade gasoline | Mid-grade gasoline | Retail | Steel | Steel | Coated & cathodic protection (sti-P3) |  | Fiberglass reinforced plastic |  |  |  | Catchment Basin, Single walled catchment basin | Automatic shutoff device At 95% full, Flow Rest 90% Full | Flow Rest 90% Full |  |  | Statistical Inventory Reconciliation (SIR) |  | Automatic flow restrictor (MLLD) | Automatic flow restrictor (MLLD) |  |  | Statistical inventory reconciliation (SIR) | Statistical inventory reconciliation (SIR) |  | UST Currently In Use: 3; UST Temp Close: 0; AST Currently In Use: 0; AST Temp Closed: 0 | 3 | 0 | 2 | 21106-113-014626 | GRIGGS INC.
40278 | Currently in Use |  | 1989-02-01 |  | Petroleum | Premium gasoline | Premium gasoline | Retail | Steel | Steel | Coated & cathodic protection (sti-P3) |  | Fiberglass reinforced plastic |  |  |  | Catchment Basin, Single walled catchment basin | Automatic shutoff device At 95% full | Automatic shutoff device At 95% full |  |  | Automatic Tank Gauge |  | Automatic flow restrictor (MLLD) | Automatic flow restrictor (MLLD) |  |  | Annual line testing | Annual line testing |  | UST Currently In Use: 3; UST Temp Close: 0; AST Currently In Use: 0; AST Temp Closed: 0 | 3 | 0 | 2 | 21106-113-014626 | GRIGGS INC.
40279 | Currently in Use |  | 1989-02-01 |  | Petroleum | On road diesel | On road diesel | Retail | Steel | Steel | Coated & cathodic protection (sti-P3) |  | Fiberglass reinforced plastic |  |  |  | Catchment Basin, Single walled catchment basin | Automatic shutoff device At 95% full | Automatic shutoff device At 95% full |  |  | Automatic Tank Gauge | [8 empty] | UST Currently In Use: 3; UST Temp Close: 0; AST Currently In Use: 0; AST Temp Closed: 0 | 3 | 0 | 2 | 21106-113-014626 | GRIGGS INC.
40280 | Permanently Closed | 2020-06-01 | 1989-02-01 |  | Petroleum | Kerosene | Kerosene | Retail | Steel | Steel | Coated & cathodic protection (sti-P3) |  | Fiberglass reinforced plastic |  |  |  | Catchment Basin, Single walled catchment basin | Automatic shutoff device At 95% full, Flow Rest 90% Full | Flow Rest 90% Full |  |  | Statistical Inventory Reconciliation (SIR) | [8 empty] | UST Currently In Use: 3; UST Temp Close: 0; AST Currently In Use: 0; AST Temp Closed: 0 | 3 | 0 | 2 | 21106-113-014626 | GRIGGS INC.
40281 | Permanently Closed | 1990-12-01 | 1968-01-01 | 1990-12-01 | Petroleum | Unleaded gasoline | Unleaded gasoline |  | Steel | Steel |  | Painted or None | Steel |  | 1901-01-01 | [6 empty] | Manual Tank Gauging (only tanks 1000 gal. or less and 48” or 64” in diameter) | [8 empty] | UST Currently In Use: 0; UST Temp Close: 0; AST Currently In Use: 0; AST Temp Closed: 0 | 0 | 0 | 2 | 16889-045-014643 | ILA GAMBLE
40282 | Permanently Closed | 1990-12-01 | 1968-01-01 | 1990-12-01 | Petroleum | Unleaded gasoline | Unleaded gasoline |  | Steel | Steel |  | Painted or None | Steel |  | 1901-01-01 | [6 empty] | Manual Tank Gauging (only tanks 1000 gal. or less and 48” or 64” in diameter) | [8 empty] | UST Currently In Use: 0; UST Temp Close: 0; AST Currently In Use: 0; AST Temp Closed: 0 | 0 | 0 | 2 | 16889-045-014643 | ILA GAMBLE
40283 | Permanently Closed | 2004-12-16 | 1980-01-01 | 2004-12-16 | Petroleum | Unleaded gasoline | Unleaded gasoline | Retail | Steel | Steel | Field installed cathodic protection |  | Steel |  | 1901-01-01 | Field installed cathodic protection | Catchment Basin, Single walled catchment basin | Automatic shutoff device At 95% full | Automatic shutoff device At 95% full |  |  | Statistical Inventory Reconciliation (SIR) | [5 empty] | Annual line testing | Annual line testing |  | UST Currently In Use: 4; UST Temp Close: 0; AST Currently In Use: 0; AST Temp Closed: 0 | 4 | 0 | 1 | 19701-069-009607 | BIM Operations, INC
40284 | Currently in Use |  | 1980-01-01 |  | Petroleum | On road diesel | On road diesel | Retail | Steel | Steel | Field installed cathodic protection |  | Fiberglass reinforced plastic |  |  |  | Catchment Basin, Single walled catchment basin | Automatic shutoff device At 95% full | Automatic shutoff device At 95% full |  |  | Continuous Automatic Tank Gauge | [8 empty] | UST Currently In Use: 4; UST Temp Close: 0; AST Currently In Use: 0; AST Temp Closed: 0 | 4 | 0 | 1 | 19701-069-009607 | BIM Operations, INC
40285 | Permanently Closed | 1901-01-01 | 1966-01-01 | 1990-05-01 | Petroleum | Unleaded gasoline | Unleaded gasoline |  | Steel | Steel |  | Painted or None | Steel |  | 1901-01-01 | [12 empty] | Annual line testing | Annual line testing |  | UST Currently In Use: 0; UST Temp Close: 0; AST Currently In Use: 0; AST Temp Closed: 0 | 0 | 0 | 14 | 16891-069-011038 | SOUTHLAND BANK OF DOTHAN
40286 | Permanently Closed | 1901-01-01 | 1966-01-01 | 1990-05-01 | Petroleum | Unleaded gasoline | Unleaded gasoline |  | Steel | Steel |  | Painted or None | Steel |  | 1901-01-01 | [12 empty] | Annual line testing | Annual line testing |  | UST Currently In Use: 0; UST Temp Close: 0; AST Currently In Use: 0; AST Temp Closed: 0 | 0 | 0 | 14 | 16891-069-011038 | SOUTHLAND BANK OF DOTHAN
40287 | Permanently Closed | 1901-01-01 | 1966-01-01 | 1990-05-01 | Petroleum | Unleaded gasoline | Unleaded gasoline |  | Steel | Steel |  | Painted or None | Steel |  | 1901-01-01 | [12 empty] | Annual line testing | Annual line testing |  | UST Currently In Use: 0; UST Temp Close: 0; AST Currently In Use: 0; AST Temp Closed: 0 | 0 | 0 | 14 | 16891-069-011038 | SOUTHLAND BANK OF DOTHAN
40288 | Permanently Closed | 1901-01-01 | 1966-01-01 | 1990-05-01 | Petroleum | Unleaded gasoline | Unleaded gasoline |  | Steel | Steel |  | Painted or None | Steel |  | 1901-01-01 | [12 empty] | Annual line testing | Annual line testing |  | UST Currently In Use: 0; UST Temp Close: 0; AST Currently In Use: 0; AST Temp Closed: 0 | 0 | 0 | 14 | 16891-069-011038 | SOUTHLAND BANK OF DOTHAN
40289 | Permanently Closed | 1901-01-01 | 1966-01-01 | 1990-04-11 | Petroleum | On road diesel | On road diesel |  | Steel | Steel |  | Painted or None | Steel |  | 1901-01-01 | [15 empty] | UST Currently In Use: 0; UST Temp Close: 0; AST Currently In Use: 0; AST Temp Closed: 0 | 0 | 0 | 14 | 16891-069-011038 | SOUTHLAND BANK OF DOTHAN
40290 | Permanently Closed | 1901-01-01 | 1966-01-01 | 1990-05-01 | Petroleum | Kerosene | Kerosene |  | Steel | Steel |  | Painted or None | Steel |  | 1901-01-01 | [15 empty] | UST Currently In Use: 0; UST Temp Close: 0; AST Currently In Use: 0; AST Temp Closed: 0 | 0 | 0 | 14 | 16891-069-011038 | SOUTHLAND BANK OF DOTHAN
40291 | Permanently Closed | 1901-01-01 | 1979-01-01 | 1990-05-01 | Petroleum | Unleaded gasoline | Unleaded gasoline |  | Steel | Steel |  | Painted or None | Steel |  | 1901-01-01 | [15 empty] | UST Currently In Use: 0; UST Temp Close: 0; AST Currently In Use: 0; AST Temp Closed: 0 | 0 | 0 | 14 | 16891-069-011038 | SOUTHLAND BANK OF DOTHAN
40292 | Permanently Closed | 1992-12-22 | 1979-01-01 | 1993-01-18 | Petroleum | Unleaded gasoline | Unleaded gasoline |  | Steel | Steel |  | Painted or None | Steel |  | 1901-01-01 | [15 empty] | UST Currently In Use: 0; UST Temp Close: 0; AST Currently In Use: 0; AST Temp Closed: 0 | 0 | 0 | 14 | 16891-069-011038 | SOUTHLAND BANK OF DOTHAN
40293 | Permanently Closed | 1992-12-22 | 1979-01-01 | 1993-01-18 | Petroleum | Unleaded gasoline | Unleaded gasoline |  | Steel | Steel |  | Painted or None | Steel |  | 1901-01-01 | [15 empty] | UST Currently In Use: 0; UST Temp Close: 0; AST Currently In Use: 0; AST Temp Closed: 0 | 0 | 0 | 14 | 16891-069-011038 | SOUTHLAND BANK OF DOTHAN
40294 | Permanently Closed | 1992-12-22 | 1979-01-01 | 1993-01-18 | Petroleum | Unleaded gasoline | Unleaded gasoline |  | Steel | Steel |  | Painted or None | Steel |  | 1901-01-01 | [15 empty] | UST Currently In Use: 0; UST Temp Close: 0; AST Currently In Use: 0; AST Temp Closed: 0 | 0 | 0 | 14 | 16891-069-011038 | SOUTHLAND BANK OF DOTHAN
40295 | Permanently Closed | 1992-12-22 | 1979-01-01 | 1993-01-18 | Petroleum | Unleaded gasoline | Unleaded gasoline |  | Steel | Steel |  | Painted or None | Steel |  | 1901-01-01 | [15 empty] | UST Currently In Use: 0; UST Temp Close: 0; AST Currently In Use: 0; AST Temp Closed: 0 | 0 | 0 | 14 | 16891-069-011038 | SOUTHLAND BANK OF DOTHAN
40296 | Permanently Closed | 1992-12-22 | 1979-01-01 | 1993-01-18 | Petroleum | On road diesel | On road diesel |  | Steel | Steel |  | Painted or None | Steel |  | 1901-01-01 | [15 empty] | UST Currently In Use: 0; UST Temp Close: 0; AST Currently In Use: 0; AST Temp Closed: 0 | 0 | 0 | 14 | 16891-069-011038 | SOUTHLAND BANK OF DOTHAN
40297 | Permanently Closed | 1992-12-22 | 1979-01-01 | 1993-01-18 | Petroleum | On road diesel | On road diesel |  | Steel | Steel |  | Painted or None | Steel |  | 1901-01-01 | [15 empty] | UST Currently In Use: 0; UST Temp Close: 0; AST Currently In Use: 0; AST Temp Closed: 0 | 0 | 0 | 14 | 16891-069-011038 | SOUTHLAND BANK OF DOTHAN
40298 | Permanently Closed | 1992-12-22 | 1979-01-01 | 1993-01-18 | Petroleum | On road diesel | On road diesel |  | Steel | Steel |  | Painted or None | Steel |  | 1901-01-01 | [15 empty] | UST Currently In Use: 0; UST Temp Close: 0; AST Currently In Use: 0; AST Temp Closed: 0 | 0 | 0 | 14 | 16891-069-011038 | SOUTHLAND BANK OF DOTHAN
40299 | Permanently Closed | 2018-11-08 | 1988-01-01 | 2017-11-08 | Petroleum | Unleaded gasoline | Unleaded gasoline | Retail | Steel | Steel | Coated & cathodic protection (sti-P3) |  | Flexible |  |  |  | Catchment Basin, Single walled catchment basin | Flow Rest 90% Full | Flow Rest 90% Full |  |  | Continuous Automatic Tank Gauge |  | Containment Sump | Containment Sump | Interstitial Monitoring within Secondary Containment |  |  |  |  | UST Currently In Use: 0; UST Temp Close: 0; AST Currently In Use: 2; AST Temp Closed: 0 | 0 | 0 | 3 | 22188-069-014645 | DANCO INDUSTRIAL CONTRACTORS
40300 | Permanently Closed | 2017-11-08 | 1988-01-01 | 2017-11-08 | Petroleum | On road diesel | On road diesel | Retail | Steel | Steel | Coated & cathodic protection (sti-P3) |  | Flexible |  |  |  | Catchment Basin, Single walled catchment basin | Flow Rest 90% Full | Flow Rest 90% Full |  |  | Continuous Automatic Tank Gauge |  |  |  | Interstitial Monitoring within Secondary Containment |  |  |  |  | UST Currently In Use: 0; UST Temp Close: 0; AST Currently In Use: 2; AST Temp Closed: 0 | 0 | 0 | 3 | 22188-069-014645 | DANCO INDUSTRIAL CONTRACTORS
40301 | Permanently Closed | 2017-10-09 | 1988-01-01 | 2017-11-08 | Petroleum | Unleaded gasoline | Unleaded gasoline | Retail | Steel | Steel | Coated & cathodic protection (sti-P3) |  | Flexible |  |  |  | Catchment Basin, Single walled catchment basin | Flow Rest 90% Full | Flow Rest 90% Full |  |  | Automatic Tank Gauge |  |  |  | Interstitial Monitoring within Secondary Containment |  |  |  |  | UST Currently In Use: 0; UST Temp Close: 0; AST Currently In Use: 2; AST Temp Closed: 0 | 0 | 0 | 3 | 22188-069-014645 | DANCO INDUSTRIAL CONTRACTORS
40302 | Cannot Locate or abandoned | 2000-12-19 | 1990-01-01 |  | Petroleum | Unleaded gasoline | Unleaded gasoline |  | Steel | Steel | Coated & cathodic protection (sti-P3) |  | Steel |  | 1901-01-01 | [6 empty] | Manual Tank Gauging (only tanks 1000 gal. or less and 48” or 64” in diameter) | [8 empty] | UST Currently In Use: 0; UST Temp Close: 0; AST Currently In Use: 0; AST Temp Closed: 0 | 0 | 0 | 0 | 16893-069-014648 | KERRY D LASETER
40303 | Cannot Locate or abandoned | 2000-12-19 | 1990-01-01 |  | Petroleum | Unleaded gasoline | Unleaded gasoline |  | Steel | Steel | Coated & cathodic protection (sti-P3) |  | Steel |  | 1901-01-01 | [6 empty] | Manual Tank Gauging (only tanks 1000 gal. or less and 48” or 64” in diameter) | [8 empty] | UST Currently In Use: 0; UST Temp Close: 0; AST Currently In Use: 0; AST Temp Closed: 0 | 0 | 0 | 0 | 16893-069-014648 | KERRY D LASETER
40304 | Cannot Locate or abandoned | 2000-12-19 | 1990-01-01 |  | Petroleum | Kerosene | Kerosene |  | Steel | Steel | Coated & cathodic protection (sti-P3) |  | Steel |  | 1901-01-01 | [6 empty] | Manual Tank Gauging (only tanks 1000 gal. or less and 48” or 64” in diameter) | [8 empty] | UST Currently In Use: 0; UST Temp Close: 0; AST Currently In Use: 0; AST Temp Closed: 0 | 0 | 0 | 0 | 16893-069-014648 | KERRY D LASETER
40305 | Currently in Use |  | 1988-08-17 |  | Petroleum | Unleaded gasoline | Unleaded gasoline | Retail | Steel | Steel | Coated & cathodic protection (sti-P3) |  | Fiberglass reinforced plastic |  |  |  | Catchment Basin, Single walled catchment basin | Flow Rest 90% Full | Flow Rest 90% Full |  | OTHER | Continuous Automatic Tank Gauge |  | Automatic flow restrictor (MLLD) | Automatic flow restrictor (MLLD) |  |  | Annual line testing | Annual line testing |  | UST Currently In Use: 3; UST Temp Close: 0; AST Currently In Use: 0; AST Temp Closed: 0 | 3 | 0 | 0 | 24874-109-014649 | MAY BROTHERS, INC.
40307 | Currently in Use |  | 1988-08-17 |  | Petroleum | Premium gasoline | Premium gasoline | Retail | Steel | Steel | Coated & cathodic protection (sti-P3) |  | Fiberglass reinforced plastic |  |  |  | Catchment Basin, Single walled catchment basin | Flow Rest 90% Full | Flow Rest 90% Full |  |  | Continuous Automatic Tank Gauge |  | Automatic flow restrictor (MLLD) | Automatic flow restrictor (MLLD) |  |  | Annual line testing | Annual line testing |  | UST Currently In Use: 3; UST Temp Close: 0; AST Currently In Use: 0; AST Temp Closed: 0 | 3 | 0 | 0 | 24874-109-014649 | MAY BROTHERS, INC.
40309 | Permanently Closed | 1998-04-16 | 1983-01-01 | 1998-04-16 | Petroleum | Unleaded gasoline | Unleaded gasoline | [7 empty] | 1901-01-01 | [12 empty] | Annual line testing | Annual line testing |  | UST Currently In Use: 0; UST Temp Close: 0; AST Currently In Use: 0; AST Temp Closed: 0 | 0 | 0 | 1 | 16895-081-015200 | EVANS REALITY
40310 | Permanently Closed | 1992-03-03 | 1973-01-01 | 1992-03-03 | Petroleum | Unleaded gasoline | Unleaded gasoline |  | Steel | Steel |  | Painted or None | Steel |  | 1901-01-01 | [15 empty] | UST Currently In Use: 2; UST Temp Close: 0; AST Currently In Use: 0; AST Temp Closed: 0 | 2 | 0 | 4 | 25265-041-003945 | LGWS/CROSS AMERICA PARTNERS
40311 | Permanently Closed | 1992-03-03 | 1973-01-01 | 1992-03-03 | Petroleum | Unleaded gasoline | Unleaded gasoline |  | Steel | Steel |  | Painted or None | Steel |  | 1901-01-01 | [15 empty] | UST Currently In Use: 2; UST Temp Close: 0; AST Currently In Use: 0; AST Temp Closed: 0 | 2 | 0 | 4 | 25265-041-003945 | LGWS/CROSS AMERICA PARTNERS
40312 | Permanently Closed | 1992-03-03 | 1973-01-01 | 1992-03-03 | Petroleum | Unleaded gasoline | Unleaded gasoline |  | Steel | Steel |  | Painted or None | Steel |  | 1901-01-01 | [15 empty] | UST Currently In Use: 2; UST Temp Close: 0; AST Currently In Use: 0; AST Temp Closed: 0 | 2 | 0 | 4 | 25265-041-003945 | LGWS/CROSS AMERICA PARTNERS
40313 | Permanently Closed | 1992-03-03 | 1973-01-01 | 1992-03-03 | Petroleum | Unleaded gasoline | Unleaded gasoline |  | Steel | Steel |  | Painted or None | Steel |  | 1901-01-01 | [15 empty] | UST Currently In Use: 2; UST Temp Close: 0; AST Currently In Use: 0; AST Temp Closed: 0 | 2 | 0 | 4 | 25265-041-003945 | LGWS/CROSS AMERICA PARTNERS
40314 | Currently in Use |  | 1974-01-01 |  | Petroleum | Unleaded gasoline | Unleaded gasoline | Retail | Single Wall, Steel | Steel | Field installed cathodic protection, Interior lined (not allowed as a standalone method of corrosion protection) |  | Double Wall, Fiberglass reinforced plastic |  | 1901-01-01 |  | Catchment Basin, Single walled catchment basin | Automatic shutoff device At 95% full | Automatic shutoff device At 95% full |  |  | Statistical Inventory Reconciliation (SIR) |  | Automatic flow restrictor (MLLD) | Automatic flow restrictor (MLLD) |  |  | Statistical inventory reconciliation (SIR) | Statistical inventory reconciliation (SIR) |  | UST Currently In Use: 2; UST Temp Close: 1; AST Currently In Use: 0; AST Temp Closed: 0 | 2 | 1 | 0 | 21629-073-014767 | SABBAH BROTHERS ENTERPRISES INC
40315 | Temporary Closed | 2012-12-31 | 1974-01-01 |  | Petroleum | Unleaded gasoline | Unleaded gasoline | Retail | Single Wall, Steel | Steel | Field installed cathodic protection, Interior lined (not allowed as a standalone method of corrosion protection) |  | Fiberglass reinforced plastic, NO PIPING |  | 1901-01-01 |  | Catchment Basin, Single walled catchment basin | Automatic shutoff device At 95% full | Automatic shutoff device At 95% full |  |  | Statistical Inventory Reconciliation (SIR) |  | Automatic flow restrictor (MLLD) | Automatic flow restrictor (MLLD) |  |  | Other, NO PIPING | Other |  | UST Currently In Use: 2; UST Temp Close: 1; AST Currently In Use: 0; AST Temp Closed: 0 | 2 | 1 | 0 | 21629-073-014767 | SABBAH BROTHERS ENTERPRISES INC
40316 | Currently in Use |  | 1974-01-01 |  | Petroleum | Premium gasoline | Premium gasoline | Retail | Single Wall, Steel | Steel | Field installed cathodic protection, Interior lined (not allowed as a standalone method of corrosion protection) |  | Double Wall, Fiberglass reinforced plastic |  | 1901-01-01 |  | Catchment Basin, Single walled catchment basin | Automatic shutoff device At 95% full | Automatic shutoff device At 95% full |  |  | Statistical Inventory Reconciliation (SIR) |  | Automatic flow restrictor (MLLD) | Automatic flow restrictor (MLLD) |  |  | Statistical inventory reconciliation (SIR) | Statistical inventory reconciliation (SIR) |  | UST Currently In Use: 2; UST Temp Close: 1; AST Currently In Use: 0; AST Temp Closed: 0 | 2 | 1 | 0 | 21629-073-014767 | SABBAH BROTHERS ENTERPRISES INC
40317 | Permanently Closed | 1995-11-17 | 1973-01-01 | 1995-12-01 | Petroleum | Unleaded gasoline | Unleaded gasoline |  | Steel | Steel |  | Painted or None | Steel |  | 1901-01-01 |  | Catchment Basin, Single walled catchment basin | Flow Rest 90% Full | Flow Rest 90% Full | [8 empty] | Annual line testing | Annual line testing |  | UST Currently In Use: 0; UST Temp Close: 0; AST Currently In Use: 0; AST Temp Closed: 0 | 0 | 0 | 3 | 16896-103-014718 | MYRT INC
40318 | Permanently Closed | 1995-11-17 | 1973-01-01 | 1995-12-01 | Petroleum | Unleaded gasoline | Unleaded gasoline |  | Steel | Steel |  | Painted or None | Steel |  | 1901-01-01 |  | Catchment Basin, Single walled catchment basin | Flow Rest 90% Full | Flow Rest 90% Full | [8 empty] | Annual line testing | Annual line testing |  | UST Currently In Use: 0; UST Temp Close: 0; AST Currently In Use: 0; AST Temp Closed: 0 | 0 | 0 | 3 | 16896-103-014718 | MYRT INC
40319 | Permanently Closed | 1995-11-17 | 1973-01-01 | 1995-12-01 | Petroleum | Unleaded gasoline | Unleaded gasoline |  | Steel | Steel |  | Painted or None | Steel |  | 1901-01-01 |  | Catchment Basin, Single walled catchment basin | Flow Rest 90% Full | Flow Rest 90% Full | [8 empty] | Annual line testing | Annual line testing |  | UST Currently In Use: 0; UST Temp Close: 0; AST Currently In Use: 0; AST Temp Closed: 0 | 0 | 0 | 3 | 16896-103-014718 | MYRT INC
40320 | Permanently Closed | 2001-07-01 | 1988-09-22 | 2002-06-26 | Petroleum | On road diesel | On road diesel | Retail | Steel | Steel | Coated & cathodic protection (sti-P3) |  | Fiberglass reinforced plastic |  | 1901-01-01 | None | Catchment Basin, Single walled catchment basin | Flow Rest 90% Full | Flow Rest 90% Full |  |  | Statistical Inventory Reconciliation (SIR) | [5 empty] | Annual line testing | Annual line testing |  | UST Currently In Use: 0; UST Temp Close: 0; AST Currently In Use: 0; AST Temp Closed: 0 | 0 | 0 | 4 | 21143-109-015201 | MARGARET J AHMAD
40321 | Permanently Closed | 2001-07-01 | 1988-09-22 | 2002-06-26 | Petroleum | Unleaded gasoline | Unleaded gasoline | Retail | Steel | Steel | Coated & cathodic protection (sti-P3) |  | Fiberglass reinforced plastic |  | 1901-01-01 | None | Catchment Basin, Single walled catchment basin | Flow Rest 90% Full | Flow Rest 90% Full |  |  | Statistical Inventory Reconciliation (SIR) | [8 empty] | UST Currently In Use: 0; UST Temp Close: 0; AST Currently In Use: 0; AST Temp Closed: 0 | 0 | 0 | 4 | 21143-109-015201 | MARGARET J AHMAD
40322 | Permanently Closed | 2001-07-01 | 1988-09-22 | 2002-06-26 | Petroleum | Mid-grade gasoline | Mid-grade gasoline | Retail | Steel | Steel | Coated & cathodic protection (sti-P3) |  | Fiberglass reinforced plastic |  | 1901-01-01 | None | Catchment Basin, Single walled catchment basin | Flow Rest 90% Full | Flow Rest 90% Full |  |  | Statistical Inventory Reconciliation (SIR) | [5 empty] | Annual line testing | Annual line testing |  | UST Currently In Use: 0; UST Temp Close: 0; AST Currently In Use: 0; AST Temp Closed: 0 | 0 | 0 | 4 | 21143-109-015201 | MARGARET J AHMAD
40323 | Permanently Closed | 2001-07-01 | 1988-09-22 | 2002-06-26 | Petroleum | Premium gasoline | Premium gasoline | Retail | Steel | Steel | Coated & cathodic protection (sti-P3) |  | Fiberglass reinforced plastic |  | 1901-01-01 | None | Catchment Basin, Single walled catchment basin | Flow Rest 90% Full | Flow Rest 90% Full |  |  | Statistical Inventory Reconciliation (SIR) | [5 empty] | Annual line testing | Annual line testing |  | UST Currently In Use: 0; UST Temp Close: 0; AST Currently In Use: 0; AST Temp Closed: 0 | 0 | 0 | 4 | 21143-109-015201 | MARGARET J AHMAD
40324 | Permanently Closed | 1995-10-05 | 1967-01-01 | 1997-06-26 | Petroleum | Unleaded gasoline | Unleaded gasoline | Retail | Steel | Steel |  | Painted or None | Steel |  | 1901-01-01 | [15 empty] | UST Currently In Use: 0; UST Temp Close: 0; AST Currently In Use: 0; AST Temp Closed: 0 | 0 | 0 | 3 | 16898-113-006287 | C E BUSH
40325 | Permanently Closed | 1995-10-05 | 1967-01-01 | 1997-06-26 | Petroleum | Unleaded gasoline | Unleaded gasoline | Retail | Steel | Steel |  | Painted or None | Steel |  | 1901-01-01 | [15 empty] | UST Currently In Use: 0; UST Temp Close: 0; AST Currently In Use: 0; AST Temp Closed: 0 | 0 | 0 | 3 | 16898-113-006287 | C E BUSH
40326 | Permanently Closed | 1995-10-05 | 1967-01-01 | 1997-06-26 | Petroleum | Unleaded gasoline | Unleaded gasoline | Retail | Steel | Steel |  | Painted or None | Steel |  | 1901-01-01 | [15 empty] | UST Currently In Use: 0; UST Temp Close: 0; AST Currently In Use: 0; AST Temp Closed: 0 | 0 | 0 | 3 | 16898-113-006287 | C E BUSH
40327 | Cannot Locate or abandoned | 2000-12-06 | 1981-01-01 |  | Petroleum | Unleaded gasoline | Unleaded gasoline |  | Steel | Steel | Field installed cathodic protection |  | Steel |  | 1901-01-01 | Field installed cathodic protection | Catchment Basin, Single walled catchment basin | Automatic shutoff device At 95% full | Automatic shutoff device At 95% full | [11 empty] | UST Currently In Use: 0; UST Temp Close: 0; AST Currently In Use: 0; AST Temp Closed: 0 | 0 | 0 | 0 | 22315-069-015202 | ROBERT NORTON & SANTIAGO SOLORIO
40328 | Cannot Locate or abandoned | 2000-12-06 | 1981-01-01 |  | Petroleum | Unleaded gasoline | Unleaded gasoline |  | Steel | Steel | Field installed cathodic protection |  | Steel |  | 1901-01-01 | Field installed cathodic protection | Catchment Basin, Single walled catchment basin | Automatic shutoff device At 95% full | Automatic shutoff device At 95% full | [11 empty] | UST Currently In Use: 0; UST Temp Close: 0; AST Currently In Use: 0; AST Temp Closed: 0 | 0 | 0 | 0 | 22315-069-015202 | ROBERT NORTON & SANTIAGO SOLORIO
40329 | Permanently Closed | 1998-12-22 | 1979-04-01 | 1998-12-22 | Petroleum | Unleaded gasoline | Unleaded gasoline |  | Steel | Steel | Interior lined (not allowed as a standalone method of corrosion protection) | Painted or None |  |  | 1901-01-01 | [15 empty] | UST Currently In Use: 0; UST Temp Close: 0; AST Currently In Use: 0; AST Temp Closed: 0 | 0 | 0 | 2 | 16900-129-014959 | SHELL RIVERS
40330 | Permanently Closed | 1998-12-22 | 1979-04-01 | 1998-12-22 | Petroleum | Unleaded gasoline | Unleaded gasoline |  | Steel | Steel | Interior lined (not allowed as a standalone method of corrosion protection) | Painted or None |  |  | 1901-01-01 | [15 empty] | UST Currently In Use: 0; UST Temp Close: 0; AST Currently In Use: 0; AST Temp Closed: 0 | 0 | 0 | 2 | 16900-129-014959 | SHELL RIVERS
40331 | Temporary Closed |  | 1989-01-01 |  | Petroleum | Unleaded gasoline | Unleaded gasoline | Retail | Steel | Steel | Coated & cathodic protection (sti-P3) |  | Steel |  |  | Galvanic Cathodic | Catchment Basin, Single walled catchment basin | Automatic shutoff device At 95% full | Automatic shutoff device At 95% full |  |  | Statistical Inventory Reconciliation (SIR) | [8 empty] | UST Currently In Use: 0; UST Temp Close: 2; AST Currently In Use: 0; AST Temp Closed: 0 | 0 | 2 | 2 | 22647-003-014953 | BOBBY THOMPSON
40332 | Temporary Closed |  | 1989-01-01 |  | Petroleum | Mid-grade gasoline | Mid-grade gasoline | Retail | Steel | Steel | Coated & cathodic protection (sti-P3) |  | Steel |  |  | Galvanic Cathodic | Catchment Basin, Single walled catchment basin | Automatic shutoff device At 95% full | Automatic shutoff device At 95% full |  |  | Statistical Inventory Reconciliation (SIR) | [8 empty] | UST Currently In Use: 0; UST Temp Close: 2; AST Currently In Use: 0; AST Temp Closed: 0 | 0 | 2 | 2 | 22647-003-014953 | BOBBY THOMPSON
40333 | Permanently Closed | 1991-09-17 | 1971-01-01 | 1991-09-17 | Petroleum | Unleaded gasoline | Unleaded gasoline | [7 empty] | 1901-01-01 | [15 empty] | UST Currently In Use: 0; UST Temp Close: 2; AST Currently In Use: 0; AST Temp Closed: 0 | 0 | 2 | 2 | 22647-003-014953 | BOBBY THOMPSON
40334 | Permanently Closed | 1991-09-17 | 1989-01-01 | 1991-09-17 | Petroleum | Unleaded gasoline | Unleaded gasoline | [7 empty] | 1901-01-01 | [15 empty] | UST Currently In Use: 0; UST Temp Close: 2; AST Currently In Use: 0; AST Temp Closed: 0 | 0 | 2 | 2 | 22647-003-014953 | BOBBY THOMPSON
40335 | Permanently Closed | 1990-09-10 | 1969-12-01 | 1990-09-10 | Petroleum | Unleaded gasoline | Unleaded gasoline |  | Steel | Steel |  |  | Steel |  | 1901-01-01 | [15 empty] | UST Currently In Use: 0; UST Temp Close: 0; AST Currently In Use: 0; AST Temp Closed: 0 | 0 | 0 | 2 | 16902-101-014825 | BONNIE CREST CO
40336 | Permanently Closed | 1990-09-10 | 1969-12-01 | 1990-09-10 | Petroleum | Unleaded gasoline | Unleaded gasoline |  | Steel | Steel |  |  | Steel |  | 1901-01-01 | [15 empty] | UST Currently In Use: 0; UST Temp Close: 0; AST Currently In Use: 0; AST Temp Closed: 0 | 0 | 0 | 2 | 16902-101-014825 | BONNIE CREST CO
40337 | Permanently Closed | 1997-01-01 | 1981-07-01 | 1997-09-30 | Petroleum | Unleaded gasoline | Unleaded gasoline |  | Steel | Steel |  | Painted or None | Steel |  | 1901-01-01 | [15 empty] | UST Currently In Use: 0; UST Temp Close: 0; AST Currently In Use: 0; AST Temp Closed: 0 | 0 | 0 | 3 | 16903-021-014826 | BILLY J WHEATLEY
40338 | Permanently Closed | 1997-01-01 | 1981-07-01 | 1997-09-30 | Petroleum | Unleaded gasoline | Unleaded gasoline |  | Steel | Steel |  | Painted or None | Steel |  | 1901-01-01 | [15 empty] | UST Currently In Use: 0; UST Temp Close: 0; AST Currently In Use: 0; AST Temp Closed: 0 | 0 | 0 | 3 | 16903-021-014826 | BILLY J WHEATLEY
40339 | Permanently Closed | 1997-01-01 | 1981-07-01 | 1997-09-30 | Petroleum | Unleaded gasoline | Unleaded gasoline |  | Steel | Steel |  | Painted or None | Steel |  | 1901-01-01 | [15 empty] | UST Currently In Use: 0; UST Temp Close: 0; AST Currently In Use: 0; AST Temp Closed: 0 | 0 | 0 | 3 | 16903-021-014826 | BILLY J WHEATLEY
40340 | Permanently Closed | 1992-02-01 | 1989-01-01 | 1992-02-01 | Petroleum | On road diesel | On road diesel |  | Steel | Steel |  |  | Steel |  | 1901-01-01 | [15 empty] | UST Currently In Use: 0; UST Temp Close: 0; AST Currently In Use: 0; AST Temp Closed: 0 | 0 | 0 | 2 | 16904-125-014827 | WAYNE ROSE
40341 | Permanently Closed | 1989-03-05 | 1980-01-01 | 1992-02-01 | Petroleum | On road diesel | On road diesel |  | Steel | Steel |  |  | Steel |  | 1901-01-01 | [15 empty] | UST Currently In Use: 0; UST Temp Close: 0; AST Currently In Use: 0; AST Temp Closed: 0 | 0 | 0 | 2 | 16904-125-014827 | WAYNE ROSE
40342 | Temporary Closed | 2016-10-01 | 1982-05-01 |  | Petroleum | Unleaded gasoline | Unleaded gasoline | Industrial | Fiberglass coated steel | Fiberglass coated steel |  |  | Fiberglass reinforced plastic |  | 1901-01-01 |  | Catchment Basin, Single walled catchment basin | Automatic shutoff device At 95% full | Automatic shutoff device At 95% full |  |  | Manual Tank Gauging (only tanks 1000 gal. or less and 48” or 64” in diameter) | [8 empty] | UST Currently In Use: 0; UST Temp Close: 1; AST Currently In Use: 0; AST Temp Closed: 0 | 0 | 1 | 1 | 24848-101-014828 | FATHER PURCELL MEMORIAL
40343 | Permanently Closed | 1997-06-06 | 1982-05-01 | 1997-06-26 | Petroleum | On road diesel | On road diesel | Bulk facility | Fiberglass coated steel | Fiberglass coated steel |  |  | Other, COPPER |  | 1901-01-01 | [15 empty] | UST Currently In Use: 0; UST Temp Close: 1; AST Currently In Use: 0; AST Temp Closed: 0 | 0 | 1 | 1 | 24848-101-014828 | FATHER PURCELL MEMORIAL
40344 | Currently in Use |  | 1987-02-15 |  | Petroleum | Unleaded gasoline | Unleaded gasoline | Retail | Steel | Steel | Coated & cathodic protection (sti-P3) |  | Fiberglass reinforced plastic |  |  |  | Catchment Basin, Single walled catchment basin | Automatic shutoff device At 95% full | Automatic shutoff device At 95% full |  |  | Automatic Tank Gauge |  | Automatic flow restrictor (MLLD) | Automatic flow restrictor (MLLD) |  |  | Annual line testing | Annual line testing |  | UST Currently In Use: 2; UST Temp Close: 0; AST Currently In Use: 0; AST Temp Closed: 0 | 2 | 0 | 0 | 23148-101-014829 | SHREEJI REALTY LLC
40345 | Currently in Use |  | 1987-02-15 |  | Petroleum | Unleaded gasoline | Unleaded gasoline | Retail | Steel | Steel | Coated & cathodic protection (sti-P3) |  | Fiberglass reinforced plastic |  |  |  | Catchment Basin, Single walled catchment basin | Automatic shutoff device At 95% full | Automatic shutoff device At 95% full |  |  | Automatic Tank Gauge |  | Automatic flow restrictor (MLLD) | Automatic flow restrictor (MLLD) |  |  | Annual line testing | Annual line testing |  | UST Currently In Use: 2; UST Temp Close: 0; AST Currently In Use: 0; AST Temp Closed: 0 | 2 | 0 | 0 | 23148-101-014829 | SHREEJI REALTY LLC
40346 | Temporary Closed | 2012-12-08 | 1988-04-26 |  | Petroleum | Unleaded gasoline | Unleaded gasoline | Retail | Fiberglass reinforced plastic | Fiberglass reinforced plastic |  |  | Fiberglass reinforced plastic |  | 1901-01-01 |  | Catchment Basin, Single walled catchment basin | Automatic shutoff device At 95% full | Automatic shutoff device At 95% full |  |  | Statistical Inventory Reconciliation (SIR) | [8 empty] | UST Currently In Use: 0; UST Temp Close: 3; AST Currently In Use: 0; AST Temp Closed: 0 | 0 | 3 | 0 | 24129-021-014830 | MARTIN LAND HOLDINGS
40347 | Temporary Closed | 2012-12-08 | 1988-04-25 |  | Petroleum | Premium gasoline | Premium gasoline | Retail | Fiberglass reinforced plastic | Fiberglass reinforced plastic |  |  | Fiberglass reinforced plastic |  | 1901-01-01 |  | Catchment Basin, Single walled catchment basin | Automatic shutoff device At 95% full | Automatic shutoff device At 95% full |  |  | Statistical Inventory Reconciliation (SIR) | [8 empty] | UST Currently In Use: 0; UST Temp Close: 3; AST Currently In Use: 0; AST Temp Closed: 0 | 0 | 3 | 0 | 24129-021-014830 | MARTIN LAND HOLDINGS
40348 | Temporary Closed | 2012-12-08 | 1988-04-25 |  | Petroleum | Unleaded gasoline | Unleaded gasoline | Retail | Fiberglass reinforced plastic | Fiberglass reinforced plastic |  |  | Fiberglass reinforced plastic |  | 1901-01-01 |  | Catchment Basin, Single walled catchment basin | Automatic shutoff device At 95% full | Automatic shutoff device At 95% full |  |  | Statistical Inventory Reconciliation (SIR) | [8 empty] | UST Currently In Use: 0; UST Temp Close: 3; AST Currently In Use: 0; AST Temp Closed: 0 | 0 | 3 | 0 | 24129-021-014830 | MARTIN LAND HOLDINGS
40351 | Permanently Closed | 1995-12-01 | 1981-05-01 | 1996-03-08 | Petroleum | Unleaded gasoline | Unleaded gasoline | Retail | Fiberglass reinforced plastic | Fiberglass reinforced plastic |  |  |  |  | 1901-01-01 | [15 empty] | UST Currently In Use: 0; UST Temp Close: 0; AST Currently In Use: 0; AST Temp Closed: 0 | 0 | 0 | 3 | 16909-101-014833 | MARK DEVELOPMENT CO
40352 | Permanently Closed | 1995-12-01 | 1981-05-01 | 1996-03-08 | Petroleum | Unleaded gasoline | Unleaded gasoline | Retail | Fiberglass reinforced plastic | Fiberglass reinforced plastic |  |  |  |  | 1901-01-01 | [15 empty] | UST Currently In Use: 0; UST Temp Close: 0; AST Currently In Use: 0; AST Temp Closed: 0 | 0 | 0 | 3 | 16909-101-014833 | MARK DEVELOPMENT CO
40353 | Permanently Closed | 1995-12-01 | 1981-05-01 | 1996-03-08 | Petroleum | Unleaded gasoline | Unleaded gasoline | Retail | Fiberglass reinforced plastic | Fiberglass reinforced plastic |  |  |  |  | 1901-01-01 | [15 empty] | UST Currently In Use: 0; UST Temp Close: 0; AST Currently In Use: 0; AST Temp Closed: 0 | 0 | 0 | 3 | 16909-101-014833 | MARK DEVELOPMENT CO
40354 | Permanently Closed | 1998-03-17 | 1984-10-30 | 1998-03-17 | Petroleum | On road diesel | On road diesel | Emergency Power Generator | Steel | Steel |  | Painted or None | Other, COPPER |  | 1901-01-01 | [6 empty] | Automatic Tank Gauge | [5 empty] | Annual line testing | Annual line testing |  | UST Currently In Use: 2; UST Temp Close: 0; AST Currently In Use: 0; AST Temp Closed: 0 | 2 | 0 | 2 | 16910-001-014834 | PRATTVILLE BAPTIST HOSPITAL
40355 | Permanently Closed | 1998-03-17 | 1977-06-30 | 1998-03-17 | Petroleum | On road diesel | On road diesel | Emergency Power Generator | [6 empty] | 1901-01-01 | [6 empty] | Automatic Tank Gauge | [5 empty] | Annual line testing | Annual line testing |  | UST Currently In Use: 2; UST Temp Close: 0; AST Currently In Use: 0; AST Temp Closed: 0 | 2 | 0 | 2 | 16910-001-014834 | PRATTVILLE BAPTIST HOSPITAL
40356 | Permanently Closed | 2013-06-01 | 1990-07-31 | 2024-07-11 | Petroleum | Unleaded gasoline | Unleaded gasoline |  | Steel | Steel | Coated & cathodic protection (sti-P3) |  | Fiberglass reinforced plastic |  |  |  | Catchment Basin, Single walled catchment basin | Flow Rest 90% Full | Flow Rest 90% Full |  |  | Continuous Automatic Tank Gauge |  | Automatic shutoff device (AELLD) | Automatic shutoff device (AELLD) | Interstitial Monitoring within Secondary Containment |  | Other, VIS CHECK | Other |  | UST Currently In Use: 0; UST Temp Close: 0; AST Currently In Use: 0; AST Temp Closed: 0 | 0 | 0 | 3 | 24344-101-014836 | J SIMMONS LEASING LLC
40357 | Permanently Closed | 2013-06-01 | 1990-07-31 | 2024-07-11 | Petroleum | Unleaded gasoline | Unleaded gasoline |  | Steel | Steel | Coated & cathodic protection (sti-P3) |  | Fiberglass reinforced plastic |  |  |  | Catchment Basin, Single walled catchment basin | Flow Rest 90% Full | Flow Rest 90% Full |  |  | Continuous Automatic Tank Gauge |  | Automatic shutoff device (AELLD) | Automatic shutoff device (AELLD) | Interstitial Monitoring within Secondary Containment |  |  |  |  | UST Currently In Use: 0; UST Temp Close: 0; AST Currently In Use: 0; AST Temp Closed: 0 | 0 | 0 | 3 | 24344-101-014836 | J SIMMONS LEASING LLC
40358 | Permanently Closed | 2013-06-01 | 1990-07-31 | 2024-07-11 | Petroleum | Unleaded gasoline | Unleaded gasoline |  | Steel | Steel | Coated & cathodic protection (sti-P3) |  | Fiberglass reinforced plastic |  |  |  | Catchment Basin, Single walled catchment basin | Flow Rest 90% Full | Flow Rest 90% Full |  |  | Continuous Automatic Tank Gauge |  | Automatic shutoff device (AELLD) | Automatic shutoff device (AELLD) | Interstitial Monitoring within Secondary Containment |  |  |  |  | UST Currently In Use: 0; UST Temp Close: 0; AST Currently In Use: 0; AST Temp Closed: 0 | 0 | 0 | 3 | 24344-101-014836 | J SIMMONS LEASING LLC
40359 | Permanently Closed | 1997-11-01 | 1989-03-01 | 1997-12-09 | Petroleum | On road diesel | On road diesel | Retail, State/Federal Government | Fiberglass coated steel | Fiberglass coated steel | Interior lined (not allowed as a standalone method of corrosion protection) |  | Steel |  | 1901-01-01 |  |  |  |  | Interstitial Monitoring within Secondary Containment |  | Automatic Tank Gauge | [8 empty] | UST Currently In Use: 0; UST Temp Close: 0; AST Currently In Use: 0; AST Temp Closed: 0 | 0 | 0 | 1 | 16912-101-014839 | NATL AIR AND RADIATION ENVIR LAB
40360 | Permanently Closed | 1993-12-01 | 1984-01-01 | 1995-04-04 | Petroleum | On road diesel | On road diesel | Local government | Steel | Steel |  | Painted or None | Steel |  | 1901-01-01 | [6 empty] | Other | [8 empty] | UST Currently In Use: 0; UST Temp Close: 0; AST Currently In Use: 0; AST Temp Closed: 0 | 0 | 0 | 1 | 16913-125-014841 | SOLID WASTE DISPOSAL AUTHORITY
40361 |  | 2008-10-31 | 1988-08-12 |  | Petroleum | Premium gasoline | Premium gasoline | Retail | Steel | Steel | Coated & cathodic protection (sti-P3) |  | Fiberglass reinforced plastic |  |  |  | Catchment Basin, Single walled catchment basin | Automatic shutoff device At 95% full | Automatic shutoff device At 95% full | [8 empty] | Annual line testing | Annual line testing |  | UST Currently In Use: 0; UST Temp Close: 0; AST Currently In Use: 0; AST Temp Closed: 0 | 0 | 0 | 0 | 16914-021-014842 | KENNETH ZASADIL
40362 |  | 2008-10-31 | 1988-08-13 |  | Petroleum | Mid-grade gasoline | Mid-grade gasoline | Retail | Steel | Steel | Coated & cathodic protection (sti-P3) |  | Fiberglass reinforced plastic |  |  |  | Catchment Basin, Single walled catchment basin | Automatic shutoff device At 95% full | Automatic shutoff device At 95% full | [8 empty] | Annual line testing | Annual line testing |  | UST Currently In Use: 0; UST Temp Close: 0; AST Currently In Use: 0; AST Temp Closed: 0 | 0 | 0 | 0 | 16914-021-014842 | KENNETH ZASADIL
40363 |  | 2008-10-31 | 1988-08-13 |  | Petroleum | Unleaded gasoline | Unleaded gasoline | Retail | Steel | Steel | Coated & cathodic protection (sti-P3) |  | Fiberglass reinforced plastic |  |  |  | Catchment Basin, Single walled catchment basin | Automatic shutoff device At 95% full | Automatic shutoff device At 95% full | [8 empty] | Annual line testing | Annual line testing |  | UST Currently In Use: 0; UST Temp Close: 0; AST Currently In Use: 0; AST Temp Closed: 0 | 0 | 0 | 0 | 16914-021-014842 | KENNETH ZASADIL
40364 | Currently in Use |  | 1989-06-01 |  | Petroleum | Unleaded gasoline | Unleaded gasoline | Retail | Steel | Steel | Coated & cathodic protection (sti-P3) |  | Fiberglass reinforced plastic |  | 1901-01-01 |  | Catchment Basin, Single walled catchment basin | Flow Rest 90% Full | Flow Rest 90% Full |  |  | Statistical Inventory Reconciliation (SIR) | [8 empty] | UST Currently In Use: 2; UST Temp Close: 0; AST Currently In Use: 1; AST Temp Closed: 0 | 2 | 0 | 0 | 22316-125-014843 | ROBERTSON BBQ & COUNTRY STORE
40365 | Currently in Use |  | 1989-06-01 |  | Petroleum | Mid-grade gasoline | Mid-grade gasoline | Retail | Steel | Steel | Coated & cathodic protection (sti-P3) |  | Fiberglass reinforced plastic |  | 1901-01-01 |  | Catchment Basin, Single walled catchment basin | Flow Rest 90% Full | Flow Rest 90% Full |  |  | Statistical Inventory Reconciliation (SIR) | [8 empty] | UST Currently In Use: 2; UST Temp Close: 0; AST Currently In Use: 1; AST Temp Closed: 0 | 2 | 0 | 0 | 22316-125-014843 | ROBERTSON BBQ & COUNTRY STORE
40366 | Permanently Closed | 1998-09-02 | 1980-01-01 | 1998-09-02 | Petroleum | Unleaded gasoline | Unleaded gasoline |  | Steel | Steel |  | Painted or None | Steel |  | 1901-01-01 | [6 empty] | Statistical Inventory Reconciliation (SIR) | [8 empty] | UST Currently In Use: 0; UST Temp Close: 0; AST Currently In Use: 0; AST Temp Closed: 0 | 0 | 0 | 3 | 16916-047-004319 | LONNIE AND SANDRA SHADRICK
40367 | Permanently Closed | 1998-09-02 | 1980-01-01 | 1998-09-02 | Petroleum | Unleaded gasoline | Unleaded gasoline |  | Steel | Steel |  | Painted or None | Steel |  | 1901-01-01 | [6 empty] | Statistical Inventory Reconciliation (SIR) | [8 empty] | UST Currently In Use: 0; UST Temp Close: 0; AST Currently In Use: 0; AST Temp Closed: 0 | 0 | 0 | 3 | 16916-047-004319 | LONNIE AND SANDRA SHADRICK
40368 | Permanently Closed | 1998-09-02 | 1980-01-01 | 1998-09-02 | Petroleum | On road diesel | On road diesel |  | Steel | Steel |  | Painted or None | Steel |  | 1901-01-01 | [6 empty] | Statistical Inventory Reconciliation (SIR) | [8 empty] | UST Currently In Use: 0; UST Temp Close: 0; AST Currently In Use: 0; AST Temp Closed: 0 | 0 | 0 | 3 | 16916-047-004319 | LONNIE AND SANDRA SHADRICK
40371 | Currently in Use |  | 1990-02-13 |  | Petroleum | Unleaded gasoline | Unleaded gasoline | Retail | Steel | Steel | Coated & cathodic protection (sti-P3) |  | Fiberglass reinforced plastic |  |  |  | Catchment Basin, Single walled catchment basin | Flow Rest 90% Full | Flow Rest 90% Full |  |  | Continuous Automatic Tank Gauge |  | Automatic flow restrictor (MLLD) | Automatic flow restrictor (MLLD) |  |  | Annual line testing | Annual line testing |  | UST Currently In Use: 3; UST Temp Close: 0; AST Currently In Use: 0; AST Temp Closed: 0 | 3 | 0 | 0 | 25961-101-014847 | PREM SUN NEIL LLC
40372 | Currently in Use |  | 1990-02-13 |  | Petroleum | Mid-grade gasoline | Mid-grade gasoline | Retail | Steel | Steel | Coated & cathodic protection (sti-P3) |  | Fiberglass reinforced plastic |  |  |  | Catchment Basin, Single walled catchment basin | Flow Rest 90% Full | Flow Rest 90% Full |  |  | Continuous Automatic Tank Gauge |  | Automatic flow restrictor (MLLD) | Automatic flow restrictor (MLLD) |  |  | Annual line testing | Annual line testing |  | UST Currently In Use: 3; UST Temp Close: 0; AST Currently In Use: 0; AST Temp Closed: 0 | 3 | 0 | 0 | 25961-101-014847 | PREM SUN NEIL LLC
40373 | Currently in Use |  | 1990-02-13 |  | Petroleum | Premium gasoline | Premium gasoline | Retail | Steel | Steel | Coated & cathodic protection (sti-P3) |  | Fiberglass reinforced plastic |  |  |  | Catchment Basin, Single walled catchment basin | Flow Rest 90% Full | Flow Rest 90% Full |  |  | Continuous Automatic Tank Gauge |  | Automatic flow restrictor (MLLD) | Automatic flow restrictor (MLLD) |  |  | Annual line testing | Annual line testing |  | UST Currently In Use: 3; UST Temp Close: 0; AST Currently In Use: 0; AST Temp Closed: 0 | 3 | 0 | 0 | 25961-101-014847 | PREM SUN NEIL LLC
40374 | Permanently Closed | 1992-09-24 | 1979-02-01 | 1992-09-24 | Petroleum | Unleaded gasoline | Unleaded gasoline |  | Steel | Steel |  | Painted or None | Steel |  | 1901-01-01 | [6 empty] | Other | [8 empty] | UST Currently In Use: 0; UST Temp Close: 0; AST Currently In Use: 0; AST Temp Closed: 0 | 0 | 0 | 7 | 16918-101-014929 | MAJOR OIL CO INC
40375 | Permanently Closed | 1992-09-24 | 1979-02-01 | 1992-09-24 | Petroleum | Unleaded gasoline | Unleaded gasoline |  | Steel | Steel |  | Painted or None | Steel |  | 1901-01-01 | [6 empty] | Other | [8 empty] | UST Currently In Use: 0; UST Temp Close: 0; AST Currently In Use: 0; AST Temp Closed: 0 | 0 | 0 | 7 | 16918-101-014929 | MAJOR OIL CO INC
40376 | Permanently Closed | 1992-09-24 | 1979-02-01 | 1992-09-24 | Petroleum | Unleaded gasoline | Unleaded gasoline |  | Steel | Steel |  | Painted or None | Steel |  | 1901-01-01 | [6 empty] | Other | [8 empty] | UST Currently In Use: 0; UST Temp Close: 0; AST Currently In Use: 0; AST Temp Closed: 0 | 0 | 0 | 7 | 16918-101-014929 | MAJOR OIL CO INC
40377 | Permanently Closed | 1992-09-24 | 1979-02-01 | 1992-09-24 | Petroleum | Unleaded gasoline | Unleaded gasoline |  | Steel | Steel |  | Painted or None | Steel |  | 1901-01-01 | [6 empty] | Other | [8 empty] | UST Currently In Use: 0; UST Temp Close: 0; AST Currently In Use: 0; AST Temp Closed: 0 | 0 | 0 | 7 | 16918-101-014929 | MAJOR OIL CO INC
40378 | Permanently Closed | 1992-09-24 | 1979-02-01 | 1992-09-24 | Petroleum | Unleaded gasoline | Unleaded gasoline |  | Steel | Steel |  | Painted or None | Steel |  | 1901-01-01 | [6 empty] | Other | [8 empty] | UST Currently In Use: 0; UST Temp Close: 0; AST Currently In Use: 0; AST Temp Closed: 0 | 0 | 0 | 7 | 16918-101-014929 | MAJOR OIL CO INC
40379 | Permanently Closed | 1992-09-24 | 1979-02-01 | 1992-09-24 | Petroleum | Unleaded gasoline | Unleaded gasoline |  | Steel | Steel |  | Painted or None | Steel |  | 1901-01-01 | [6 empty] | Other | [8 empty] | UST Currently In Use: 0; UST Temp Close: 0; AST Currently In Use: 0; AST Temp Closed: 0 | 0 | 0 | 7 | 16918-101-014929 | MAJOR OIL CO INC
40380 | Permanently Closed | 1988-08-08 | 1979-02-01 | 2011-11-11 | Petroleum | Unleaded gasoline | Unleaded gasoline |  | Steel | Steel |  | Painted or None | Steel |  | 1901-01-01 | [6 empty] | Other | [8 empty] | UST Currently In Use: 0; UST Temp Close: 0; AST Currently In Use: 0; AST Temp Closed: 0 | 0 | 0 | 7 | 16918-101-014929 | MAJOR OIL CO INC
40381 | Currently in Use |  | 1990-10-19 |  | Petroleum | Unleaded gasoline | Unleaded gasoline |  | Steel | Steel | Coated & cathodic protection (sti-P3) |  | Fiberglass reinforced plastic |  |  |  | Catchment Basin, Single walled catchment basin | Flow Rest 90% Full | Flow Rest 90% Full |  |  | Continuous Automatic Tank Gauge |  | Automatic flow restrictor (MLLD) | Automatic flow restrictor (MLLD) |  |  | Annual line testing | Annual line testing |  | UST Currently In Use: 2; UST Temp Close: 0; AST Currently In Use: 0; AST Temp Closed: 0 | 2 | 0 | 0 | 25961-101-015060 | PREM SUN NEIL LLC
40382 | Currently in Use |  | 1990-10-19 |  | Petroleum | Unleaded gasoline | Unleaded gasoline |  | Steel | Steel | Coated & cathodic protection (sti-P3) |  | Fiberglass reinforced plastic |  |  |  | Catchment Basin, Single walled catchment basin | Flow Rest 90% Full | Flow Rest 90% Full |  |  | Continuous Automatic Tank Gauge |  | Automatic flow restrictor (MLLD) | Automatic flow restrictor (MLLD) |  |  | Annual line testing | Annual line testing |  | UST Currently In Use: 2; UST Temp Close: 0; AST Currently In Use: 0; AST Temp Closed: 0 | 2 | 0 | 0 | 25961-101-015060 | PREM SUN NEIL LLC
40383 | Permanently Closed | 1998-12-22 | 1970-04-01 | 1999-02-25 | Petroleum | Kerosene | Kerosene |  | Steel | Steel |  | Painted or None | Steel |  | 1901-01-01 | [6 empty] | Other | [8 empty] | UST Currently In Use: 0; UST Temp Close: 0; AST Currently In Use: 0; AST Temp Closed: 0 | 0 | 0 | 5 | 16919-125-014849 | BAMA AIR INC
40384 | Permanently Closed | 1998-12-22 | 1970-04-01 | 1999-02-25 | Petroleum | Kerosene | Kerosene |  | Steel | Steel |  | Painted or None | Steel |  | 1901-01-01 | [6 empty] | Other | [8 empty] | UST Currently In Use: 0; UST Temp Close: 0; AST Currently In Use: 0; AST Temp Closed: 0 | 0 | 0 | 5 | 16919-125-014849 | BAMA AIR INC
40385 | Permanently Closed | 1998-12-22 | 1970-04-01 | 1999-02-25 | Petroleum | Unleaded gasoline | Unleaded gasoline |  | Steel | Steel |  | Painted or None | Steel |  | 1901-01-01 | [6 empty] | Other | [8 empty] | UST Currently In Use: 0; UST Temp Close: 0; AST Currently In Use: 0; AST Temp Closed: 0 | 0 | 0 | 5 | 16919-125-014849 | BAMA AIR INC
40386 | Permanently Closed | 1998-12-22 | 1970-04-01 | 1999-02-25 | Petroleum | Unleaded gasoline | Unleaded gasoline |  | Steel | Steel |  | Painted or None | Steel |  | 1901-01-01 | [6 empty] | Other | [8 empty] | UST Currently In Use: 0; UST Temp Close: 0; AST Currently In Use: 0; AST Temp Closed: 0 | 0 | 0 | 5 | 16919-125-014849 | BAMA AIR INC
40387 | Currently in Use |  | 1986-01-01 |  | Petroleum | Unleaded gasoline | Unleaded gasoline | Retail | Steel | Steel | Coated & cathodic protection (sti-P3), Interior lined (not allowed as a standalone method of corrosion protection) |  | Double Wall, Flexible |  |  |  | Catchment Basin, Single walled catchment basin | Automatic shutoff device At 95% full | Automatic shutoff device At 95% full |  |  | Continuous Automatic Tank Gauge |  | Automatic flow restrictor (MLLD), Containment Sump | Containment Sump |  |  | Annual line testing, Continuous alarm system | Continuous alarm system |  | UST Currently In Use: 3; UST Temp Close: 0; AST Currently In Use: 0; AST Temp Closed: 0 | 3 | 0 | 0 | 25623-125-014900 | DEV-KRISH LLC
40389 | Currently in Use |  | 1986-01-01 |  | Petroleum | Premium gasoline | Premium gasoline | Retail | Steel | Steel | Coated & cathodic protection (sti-P3) |  | Double Wall, Flexible |  |  |  | Catchment Basin, Single walled catchment basin | Automatic shutoff device At 95% full | Automatic shutoff device At 95% full |  |  | Continuous Automatic Tank Gauge |  | Automatic flow restrictor (MLLD), Containment Sump | Containment Sump |  |  | Annual line testing, Continuous alarm system | Continuous alarm system |  | UST Currently In Use: 3; UST Temp Close: 0; AST Currently In Use: 0; AST Temp Closed: 0 | 3 | 0 | 0 | 25623-125-014900 | DEV-KRISH LLC
40390 | Currently in Use |  | 1986-01-01 |  | Petroleum | On road diesel | On road diesel | Retail | Steel | Steel | Coated & cathodic protection (sti-P3) |  | Double Wall, Flexible |  |  |  | Catchment Basin, Single walled catchment basin | Automatic shutoff device At 95% full | Automatic shutoff device At 95% full |  |  | Continuous Automatic Tank Gauge |  | Automatic flow restrictor (MLLD), Containment Sump | Containment Sump |  |  | Annual line testing, Continuous alarm system | Continuous alarm system |  | UST Currently In Use: 3; UST Temp Close: 0; AST Currently In Use: 0; AST Temp Closed: 0 | 3 | 0 | 0 | 25623-125-014900 | DEV-KRISH LLC
40391 | Permanently Closed | 1993-12-26 | 1984-09-22 | 1993-12-27 | Petroleum | On road diesel | On road diesel |  | Steel | Steel |  | Painted or None | Steel |  | 1901-01-01 | [6 empty] | Other | [8 empty] | UST Currently In Use: 2; UST Temp Close: 0; AST Currently In Use: 0; AST Temp Closed: 0 | 2 | 0 | 2 | 16921-021-014901 | GARRISON HAULING CO INC
40392 | Permanently Closed | 1993-12-26 | 1984-09-22 | 1993-12-27 | Petroleum | Unleaded gasoline | Unleaded gasoline |  | Steel | Steel |  | Painted or None | Steel |  | 1901-01-01 | [6 empty] | Other | [8 empty] | UST Currently In Use: 2; UST Temp Close: 0; AST Currently In Use: 0; AST Temp Closed: 0 | 2 | 0 | 2 | 16921-021-014901 | GARRISON HAULING CO INC
40395 | Permanently Closed | 1995-03-28 | 1978-01-01 | 1995-03-28 | Petroleum | Unleaded gasoline | Unleaded gasoline |  | Steel | Steel |  | Painted or None | Steel |  | 1901-01-01 | [15 empty] | UST Currently In Use: 0; UST Temp Close: 0; AST Currently In Use: 0; AST Temp Closed: 0 | 0 | 0 | 2 | 16925-003-002171 | B A DICKMAN
40396 | Permanently Closed | 1995-03-28 | 1978-01-01 | 1995-03-28 | Petroleum | Unleaded gasoline | Unleaded gasoline |  | Steel | Steel |  | Painted or None | Steel |  | 1901-01-01 | [15 empty] | UST Currently In Use: 0; UST Temp Close: 0; AST Currently In Use: 0; AST Temp Closed: 0 | 0 | 0 | 2 | 16925-003-002171 | B A DICKMAN
40397 | Permanently Closed | 1992-11-05 | 1980-01-01 | 1992-11-05 | Petroleum | Unleaded gasoline | Unleaded gasoline |  | Steel | Steel |  | Painted or None | Steel |  | 1901-01-01 | [15 empty] | UST Currently In Use: 0; UST Temp Close: 0; AST Currently In Use: 0; AST Temp Closed: 0 | 0 | 0 | 3 | 16926-003-002172 | ODOM AND BAILEY INC
40398 | Permanently Closed | 1992-11-05 | 1980-01-01 | 1992-11-05 | Petroleum | Unleaded gasoline | Unleaded gasoline |  | Steel | Steel |  | Painted or None | Steel |  | 1901-01-01 | [15 empty] | UST Currently In Use: 0; UST Temp Close: 0; AST Currently In Use: 0; AST Temp Closed: 0 | 0 | 0 | 3 | 16926-003-002172 | ODOM AND BAILEY INC
40399 | Permanently Closed | 1992-11-05 | 1980-01-01 | 1992-11-05 | Petroleum | Unleaded gasoline | Unleaded gasoline |  | Steel | Steel |  | Painted or None | Steel |  | 1901-01-01 | [15 empty] | UST Currently In Use: 0; UST Temp Close: 0; AST Currently In Use: 0; AST Temp Closed: 0 | 0 | 0 | 3 | 16926-003-002172 | ODOM AND BAILEY INC
40400 | Permanently Closed | 1983-01-11 | 1970-01-01 |  | Petroleum | Unleaded gasoline | Unleaded gasoline | [7 empty] | 1901-01-01 | [15 empty] | UST Currently In Use: 0; UST Temp Close: 0; AST Currently In Use: 0; AST Temp Closed: 0 | 0 | 0 | 2 | 16927-053-014950 | TINA MUEHLE
40401 | Permanently Closed | 1983-01-11 | 1990-01-01 |  | Petroleum | Unleaded gasoline | Unleaded gasoline | [7 empty] | 1901-01-01 | [15 empty] | UST Currently In Use: 0; UST Temp Close: 0; AST Currently In Use: 0; AST Temp Closed: 0 | 0 | 0 | 2 | 16927-053-014950 | TINA MUEHLE
40402 | Permanently Closed | 1991-09-26 | 1966-01-01 | 1991-09-26 | Petroleum | Unleaded gasoline | Unleaded gasoline |  | Steel | Steel |  | Painted or None | Steel |  | 1901-01-01 | [15 empty] | UST Currently In Use: 0; UST Temp Close: 0; AST Currently In Use: 0; AST Temp Closed: 0 | 0 | 0 | 2 | 16928-091-010693 | ED PHILLIPS
40403 | Permanently Closed | 1991-09-26 | 1966-01-01 | 1991-09-26 | Petroleum | Unleaded gasoline | Unleaded gasoline |  | Steel | Steel |  | Painted or None | Steel |  | 1901-01-01 | [15 empty] | UST Currently In Use: 0; UST Temp Close: 0; AST Currently In Use: 0; AST Temp Closed: 0 | 0 | 0 | 2 | 16928-091-010693 | ED PHILLIPS
40404 | Temporary Closed | 1999-10-06 | 1990-01-01 |  | Petroleum | Unleaded gasoline | Unleaded gasoline | [7 empty] | 1901-01-01 | [15 empty] | UST Currently In Use: 0; UST Temp Close: 2; AST Currently In Use: 0; AST Temp Closed: 0 | 0 | 2 | 0 | 20879-131-014951 | RUTH HUDSON
40405 | Temporary Closed | 1999-10-06 | 1990-01-01 |  | Petroleum | Unleaded gasoline | Unleaded gasoline | [7 empty] | 1901-01-01 | [15 empty] | UST Currently In Use: 0; UST Temp Close: 2; AST Currently In Use: 0; AST Temp Closed: 0 | 0 | 2 | 0 | 20879-131-014951 | RUTH HUDSON
40406 | Permanently Closed | 1990-04-04 | 1901-01-01 | 1990-04-04 | Petroleum | Other, X | Other |  | Steel | Steel |  |  | Steel |  | 1901-01-01 | [15 empty] | UST Currently In Use: 0; UST Temp Close: 0; AST Currently In Use: 0; AST Temp Closed: 0 | 0 | 0 | 2 | 16930-097-014952 | MARGARET HARKNESS BRACKETT
40407 | Permanently Closed | 1990-04-04 | 1901-01-01 | 1990-04-04 | Petroleum | Other, X | Other |  | Steel | Steel |  |  | Steel |  | 1901-01-01 | [15 empty] | UST Currently In Use: 0; UST Temp Close: 0; AST Currently In Use: 0; AST Temp Closed: 0 | 0 | 0 | 2 | 16930-097-014952 | MARGARET HARKNESS BRACKETT
40408 | Temporary Closed | 2007-12-31 | 1984-01-01 |  | Petroleum | Unleaded gasoline | Unleaded gasoline | Retail | Fiberglass reinforced plastic | Fiberglass reinforced plastic |  |  | Fiberglass reinforced plastic |  | 1901-01-01 |  | Catchment Basin, Single walled catchment basin | Automatic shutoff device At 95% full | Automatic shutoff device At 95% full |  |  | Statistical Inventory Reconciliation (SIR) |  | Automatic flow restrictor (MLLD) | Automatic flow restrictor (MLLD) |  |  | Statistical inventory reconciliation (SIR) | Statistical inventory reconciliation (SIR) |  | UST Currently In Use: 0; UST Temp Close: 4; AST Currently In Use: 0; AST Temp Closed: 0 | 0 | 4 | 0 | 16931-097-014957 | JOHN DALE KIRK
40409 | Temporary Closed | 2007-12-31 | 1984-01-01 |  | Petroleum | Mid-grade gasoline | Mid-grade gasoline | Retail | Fiberglass reinforced plastic | Fiberglass reinforced plastic |  |  | Fiberglass reinforced plastic |  | 1901-01-01 |  | Catchment Basin, Single walled catchment basin | Automatic shutoff device At 95% full | Automatic shutoff device At 95% full |  |  | Statistical Inventory Reconciliation (SIR) |  | Automatic flow restrictor (MLLD) | Automatic flow restrictor (MLLD) |  |  | Statistical inventory reconciliation (SIR) | Statistical inventory reconciliation (SIR) |  | UST Currently In Use: 0; UST Temp Close: 4; AST Currently In Use: 0; AST Temp Closed: 0 | 0 | 4 | 0 | 16931-097-014957 | JOHN DALE KIRK
40410 | Temporary Closed | 2007-12-31 | 1984-01-01 |  | Petroleum | Premium gasoline | Premium gasoline | Retail | Fiberglass reinforced plastic | Fiberglass reinforced plastic |  |  | Fiberglass reinforced plastic |  | 1901-01-01 |  | Catchment Basin, Single walled catchment basin | Automatic shutoff device At 95% full | Automatic shutoff device At 95% full |  |  | Statistical Inventory Reconciliation (SIR) |  | Automatic flow restrictor (MLLD) | Automatic flow restrictor (MLLD) |  |  | Statistical inventory reconciliation (SIR) | Statistical inventory reconciliation (SIR) |  | UST Currently In Use: 0; UST Temp Close: 4; AST Currently In Use: 0; AST Temp Closed: 0 | 0 | 4 | 0 | 16931-097-014957 | JOHN DALE KIRK
40411 | Temporary Closed | 2007-12-31 | 1984-01-01 |  | Petroleum | On road diesel | On road diesel | Retail | Fiberglass reinforced plastic | Fiberglass reinforced plastic |  |  | Fiberglass reinforced plastic |  | 1901-01-01 |  | Catchment Basin, Single walled catchment basin | Automatic shutoff device At 95% full | Automatic shutoff device At 95% full |  |  | Statistical Inventory Reconciliation (SIR) |  | Automatic flow restrictor (MLLD) | Automatic flow restrictor (MLLD) |  |  | Statistical inventory reconciliation (SIR) | Statistical inventory reconciliation (SIR) |  | UST Currently In Use: 0; UST Temp Close: 4; AST Currently In Use: 0; AST Temp Closed: 0 | 0 | 4 | 0 | 16931-097-014957 | JOHN DALE KIRK
40412 | Permanently Closed | 1996-12-28 | 1977-04-01 | 1996-12-29 | Petroleum | Unleaded gasoline | Unleaded gasoline |  | Steel | Steel |  |  | Steel |  | 1901-01-01 | [12 empty] | Annual line testing | Annual line testing |  | UST Currently In Use: 0; UST Temp Close: 0; AST Currently In Use: 0; AST Temp Closed: 0 | 0 | 0 | 1 | 16932-003-014958 | HUBBARD LANDING INC
40413 | Permanently Closed | 1991-05-13 | 1989-01-01 | 1991-05-13 | Petroleum | Unleaded gasoline | Unleaded gasoline |  | Steel | Steel |  | Painted or None | Steel |  | 1901-01-01 | [15 empty] | UST Currently In Use: 0; UST Temp Close: 0; AST Currently In Use: 0; AST Temp Closed: 0 | 0 | 0 | 2 | 16933-003-014960 | FAIR HARBOR MARINA, INC
40414 | Permanently Closed | 1991-05-13 | 1989-01-01 | 1991-05-13 | Petroleum | Unleaded gasoline | Unleaded gasoline |  | Steel | Steel |  | Painted or None | Steel |  | 1901-01-01 | [15 empty] | UST Currently In Use: 0; UST Temp Close: 0; AST Currently In Use: 0; AST Temp Closed: 0 | 0 | 0 | 2 | 16933-003-014960 | FAIR HARBOR MARINA, INC
40415 | Permanently Closed | 1998-03-01 | 1989-01-01 | 1998-03-26 | Petroleum | Unleaded gasoline | Unleaded gasoline | [5 empty] | Steel |  | 1901-01-01 | [15 empty] | UST Currently In Use: 0; UST Temp Close: 0; AST Currently In Use: 0; AST Temp Closed: 0 | 0 | 0 | 3 | 16934-097-014962 | CITY OF CHICKASAW
40416 | Permanently Closed | 1997-11-13 | 1978-01-01 | 1997-12-01 | Petroleum | On road diesel | On road diesel | [5 empty] | Steel |  | 1901-01-01 | [15 empty] | UST Currently In Use: 0; UST Temp Close: 0; AST Currently In Use: 0; AST Temp Closed: 0 | 0 | 0 | 3 | 16934-097-014962 | CITY OF CHICKASAW
40417 | Permanently Closed | 1993-02-18 | 1960-01-01 |  | Petroleum | Unleaded gasoline | Unleaded gasoline | [5 empty] | Steel |  | 1901-01-01 | [15 empty] | UST Currently In Use: 0; UST Temp Close: 0; AST Currently In Use: 0; AST Temp Closed: 0 | 0 | 0 | 3 | 16934-097-014962 | CITY OF CHICKASAW
40418 | Permanently Closed | 1992-09-24 | 1989-01-01 | 1992-09-24 | Petroleum | On road diesel | On road diesel |  | Steel | Steel |  | Painted or None | Steel |  | 1901-01-01 | [15 empty] | UST Currently In Use: 0; UST Temp Close: 0; AST Currently In Use: 0; AST Temp Closed: 0 | 0 | 0 | 2 | 16935-025-014965 | FINCH FARMS
40419 | Permanently Closed | 1992-09-24 | 1989-01-01 | 1992-09-24 | Petroleum | Unleaded gasoline | Unleaded gasoline |  | Steel | Steel |  | Painted or None | Steel |  | 1901-01-01 | [15 empty] | UST Currently In Use: 0; UST Temp Close: 0; AST Currently In Use: 0; AST Temp Closed: 0 | 0 | 0 | 2 | 16935-025-014965 | FINCH FARMS
40420 | Permanently Closed | 1991-10-01 | 1964-01-01 | 1992-06-16 | Petroleum | Unleaded gasoline | Unleaded gasoline |  | Steel | Steel |  | Painted or None | Steel |  | 1901-01-01 | [15 empty] | UST Currently In Use: 2; UST Temp Close: 0; AST Currently In Use: 0; AST Temp Closed: 0 | 2 | 0 | 4 | 16936-003-014968 | CITY OF FAIRHOPE
40421 | Permanently Closed | 1992-06-16 | 1980-01-01 | 1992-06-16 | Petroleum | Unleaded gasoline | Unleaded gasoline |  | Steel | Steel |  | Painted or None | Steel |  | 1901-01-01 | [15 empty] | UST Currently In Use: 2; UST Temp Close: 0; AST Currently In Use: 0; AST Temp Closed: 0 | 2 | 0 | 4 | 16936-003-014968 | CITY OF FAIRHOPE
40422 | Permanently Closed | 1992-06-16 | 1975-01-01 | 1992-06-16 | Petroleum | Unleaded gasoline | Unleaded gasoline |  | Steel | Steel |  | Painted or None | Steel |  | 1901-01-01 | [15 empty] | UST Currently In Use: 2; UST Temp Close: 0; AST Currently In Use: 0; AST Temp Closed: 0 | 2 | 0 | 4 | 16936-003-014968 | CITY OF FAIRHOPE
40423 | Permanently Closed | 1992-06-16 | 1990-01-01 | 1992-06-16 | Petroleum | On road diesel | On road diesel |  | Steel | Steel |  | Painted or None | Steel |  | 1901-01-01 | [15 empty] | UST Currently In Use: 2; UST Temp Close: 0; AST Currently In Use: 0; AST Temp Closed: 0 | 2 | 0 | 4 | 16936-003-014968 | CITY OF FAIRHOPE
40424 | Permanently Closed | 1990-11-27 | 1962-01-01 | 1990-11-27 | Petroleum | Unleaded gasoline | Unleaded gasoline |  | Steel | Steel |  | Painted or None | Steel |  | 1901-01-01 | [15 empty] | UST Currently In Use: 0; UST Temp Close: 0; AST Currently In Use: 0; AST Temp Closed: 0 | 0 | 0 | 2 | 16937-129-010703 | LUTHER NICHOLS
40425 | Permanently Closed | 1990-11-27 | 1962-01-01 | 1990-11-27 | Petroleum | Unleaded gasoline | Unleaded gasoline |  | Steel | Steel |  | Painted or None | Steel |  | 1901-01-01 | [15 empty] | UST Currently In Use: 0; UST Temp Close: 0; AST Currently In Use: 0; AST Temp Closed: 0 | 0 | 0 | 2 | 16937-129-010703 | LUTHER NICHOLS
40427 |  | 1999-02-26 | 1981-01-01 |  | Petroleum | Unleaded gasoline | Unleaded gasoline | [7 empty] | 1901-01-01 | [15 empty] | UST Currently In Use: 1; UST Temp Close: 0; AST Currently In Use: 0; AST Temp Closed: 0 | 1 | 0 | 0 | 22507-097-014970 | HOANG VINH BUI NGUYEN
40428 |  | 1999-02-26 | 1981-01-01 |  | Petroleum | Unleaded gasoline | Unleaded gasoline | [7 empty] | 1901-01-01 | [15 empty] | UST Currently In Use: 1; UST Temp Close: 0; AST Currently In Use: 0; AST Temp Closed: 0 | 1 | 0 | 0 | 22507-097-014970 | HOANG VINH BUI NGUYEN
40429 |  | 1999-02-26 | 1981-01-01 |  | Petroleum | Unleaded gasoline | Unleaded gasoline | [7 empty] | 1901-01-01 | [15 empty] | UST Currently In Use: 1; UST Temp Close: 0; AST Currently In Use: 0; AST Temp Closed: 0 | 1 | 0 | 0 | 22507-097-014970 | HOANG VINH BUI NGUYEN
40430 |  | 1999-02-26 | 1981-01-01 |  | Petroleum | Unleaded gasoline | Unleaded gasoline | [7 empty] | 1901-01-01 | [15 empty] | UST Currently In Use: 1; UST Temp Close: 0; AST Currently In Use: 0; AST Temp Closed: 0 | 1 | 0 | 0 | 22507-097-014970 | HOANG VINH BUI NGUYEN
40431 | Permanently Closed | 1992-08-31 | 1967-01-01 | 1992-08-31 | Petroleum | Unleaded gasoline | Unleaded gasoline | Local government | Steel | Steel |  |  |  |  | 1901-01-01 | [15 empty] | UST Currently In Use: 2; UST Temp Close: 0; AST Currently In Use: 0; AST Temp Closed: 0 | 2 | 0 | 3 | 16940-097-014971 | MOBILE COUNTY COMMISSION
40432 | Permanently Closed | 1992-08-31 | 1972-01-01 | 1992-08-31 | Petroleum | Unleaded gasoline | Unleaded gasoline | Local government | Steel | Steel |  |  |  |  | 1901-01-01 | [15 empty] | UST Currently In Use: 2; UST Temp Close: 0; AST Currently In Use: 0; AST Temp Closed: 0 | 2 | 0 | 3 | 16940-097-014971 | MOBILE COUNTY COMMISSION
40433 | Permanently Closed | 1992-08-31 | 1967-01-01 | 1992-08-31 | Petroleum | On road diesel | On road diesel | Local government | Steel | Steel |  |  |  |  | 1901-01-01 | [15 empty] | UST Currently In Use: 2; UST Temp Close: 0; AST Currently In Use: 0; AST Temp Closed: 0 | 2 | 0 | 3 | 16940-097-014971 | MOBILE COUNTY COMMISSION
40434 | Permanently Closed | 1992-08-18 | 1972-01-01 | 1992-08-18 | Petroleum | Unleaded gasoline | Unleaded gasoline | Local government | Steel | Steel |  |  |  |  | 1901-01-01 | [15 empty] | UST Currently In Use: 2; UST Temp Close: 0; AST Currently In Use: 0; AST Temp Closed: 0 | 2 | 0 | 3 | 16940-097-014972 | MOBILE COUNTY COMMISSION
40435 | Permanently Closed | 1992-08-18 | 1972-01-01 | 1992-08-18 | Petroleum | Unleaded gasoline | Unleaded gasoline | Local government | Steel | Steel |  |  |  |  | 1901-01-01 | [15 empty] | UST Currently In Use: 2; UST Temp Close: 0; AST Currently In Use: 0; AST Temp Closed: 0 | 2 | 0 | 3 | 16940-097-014972 | MOBILE COUNTY COMMISSION
40436 | Permanently Closed | 1992-08-18 | 1972-01-01 | 1992-08-18 | Petroleum | On road diesel | On road diesel | Local government | Steel | Steel |  |  |  |  | 1901-01-01 | [15 empty] | UST Currently In Use: 2; UST Temp Close: 0; AST Currently In Use: 0; AST Temp Closed: 0 | 2 | 0 | 3 | 16940-097-014972 | MOBILE COUNTY COMMISSION
40437 | Permanently Closed | 1992-08-20 | 1967-01-01 | 1992-08-20 | Petroleum | Unleaded gasoline | Unleaded gasoline | Local government | Steel | Steel |  |  |  |  | 1901-01-01 | [15 empty] | UST Currently In Use: 2; UST Temp Close: 0; AST Currently In Use: 0; AST Temp Closed: 0 | 2 | 0 | 3 | 16940-097-014973 | MOBILE COUNTY COMMISSION
40438 | Permanently Closed | 1992-08-20 | 1972-01-01 | 1992-08-20 | Petroleum | Unleaded gasoline | Unleaded gasoline | Local government | Steel | Steel |  |  |  |  | 1901-01-01 | [15 empty] | UST Currently In Use: 2; UST Temp Close: 0; AST Currently In Use: 0; AST Temp Closed: 0 | 2 | 0 | 3 | 16940-097-014973 | MOBILE COUNTY COMMISSION
40439 | Permanently Closed | 1992-08-20 | 1967-01-01 | 1992-08-20 | Petroleum | On road diesel | On road diesel | Local government | Steel | Steel |  |  |  |  | 1901-01-01 | [15 empty] | UST Currently In Use: 2; UST Temp Close: 0; AST Currently In Use: 0; AST Temp Closed: 0 | 2 | 0 | 3 | 16940-097-014973 | MOBILE COUNTY COMMISSION
40440 | Currently in Use |  | 1985-01-01 |  | Petroleum | Unleaded gasoline | Unleaded gasoline | Local government | Steel | Steel | Field installed cathodic protection |  | Fiberglass reinforced plastic |  |  | Other, FLXS ISOLA | Catchment Basin, Single walled catchment basin | Automatic shutoff device At 95% full | Automatic shutoff device At 95% full |  |  | Continuous Automatic Tank Gauge |  | Automatic flow restrictor (MLLD), Containment Sump | Containment Sump |  | SENSOR TO ATG | Annual line testing, Continuous alarm system | Continuous alarm system |  | UST Currently In Use: 2; UST Temp Close: 0; AST Currently In Use: 0; AST Temp Closed: 0 | 2 | 0 | 0 | 16940-097-015253 | MOBILE COUNTY COMMISSION
40441 | Currently in Use |  | 1985-01-01 |  | Petroleum | Unleaded gasoline | Unleaded gasoline | Local government | Steel | Steel | Field installed cathodic protection |  | Fiberglass reinforced plastic |  |  | Other, FLXS ISOLA | Catchment Basin, Single walled catchment basin | Automatic shutoff device At 95% full | Automatic shutoff device At 95% full |  |  | Continuous Automatic Tank Gauge |  | Automatic flow restrictor (MLLD), Containment Sump | Containment Sump |  | SENSOR TO ATG | Annual line testing, Continuous alarm system | Continuous alarm system |  | UST Currently In Use: 2; UST Temp Close: 0; AST Currently In Use: 0; AST Temp Closed: 0 | 2 | 0 | 0 | 16940-097-015253 | MOBILE COUNTY COMMISSION
40442 | Permanently Closed | 1997-12-10 | 1980-01-01 | 1998-02-13 | Petroleum | Unleaded gasoline | Unleaded gasoline |  | Steel | Steel |  | Painted or None | Steel |  | 1901-01-01 | [12 empty] | Annual line testing | Annual line testing |  | UST Currently In Use: 0; UST Temp Close: 0; AST Currently In Use: 0; AST Temp Closed: 0 | 0 | 0 | 1 | 16941-091-004893 | THOMAS AND MILLER LUMBER CO
40443 | Permanently Closed | 1998-12-14 | 1968-01-01 | 1999-12-17 | Petroleum | Unleaded gasoline | Unleaded gasoline |  | Steel | Steel |  |  | Steel |  | 1901-01-01 | [12 empty] | Annual line testing | Annual line testing |  | UST Currently In Use: 0; UST Temp Close: 0; AST Currently In Use: 0; AST Temp Closed: 0 | 0 | 0 | 3 | 19720-039-008714 | H ROBERT HART
40444 | Permanently Closed | 1998-12-14 | 1968-01-01 | 1999-12-17 | Petroleum | Unleaded gasoline | Unleaded gasoline |  | Steel | Steel |  |  | Steel |  | 1901-01-01 | [12 empty] | Annual line testing | Annual line testing |  | UST Currently In Use: 0; UST Temp Close: 0; AST Currently In Use: 0; AST Temp Closed: 0 | 0 | 0 | 3 | 19720-039-008714 | H ROBERT HART
40445 | Permanently Closed | 1998-12-14 | 1981-01-01 | 1999-12-17 | Petroleum | Unleaded gasoline | Unleaded gasoline |  | Steel | Steel |  |  | Steel |  | 1901-01-01 | [12 empty] | Annual line testing | Annual line testing |  | UST Currently In Use: 0; UST Temp Close: 0; AST Currently In Use: 0; AST Temp Closed: 0 | 0 | 0 | 3 | 19720-039-008714 | H ROBERT HART
40446 | Permanently Closed | 1901-01-01 | 1959-01-01 | 1988-01-01 | Petroleum | Unleaded gasoline | Unleaded gasoline |  | Steel | Steel |  | Painted or None | Steel |  | 1901-01-01 | [15 empty] | UST Currently In Use: 0; UST Temp Close: 0; AST Currently In Use: 0; AST Temp Closed: 0 | 0 | 0 | 3 | 16943-025-003087 | MAYNARD OVERSTREET
40447 | Permanently Closed | 1901-01-01 | 1982-01-01 | 1988-01-01 | Petroleum | Unleaded gasoline | Unleaded gasoline |  | Steel | Steel |  | Painted or None | Steel |  | 1901-01-01 | [15 empty] | UST Currently In Use: 0; UST Temp Close: 0; AST Currently In Use: 0; AST Temp Closed: 0 | 0 | 0 | 3 | 16943-025-003087 | MAYNARD OVERSTREET
40448 | Permanently Closed | 1994-09-19 | 1982-01-01 | 1994-09-19 | Petroleum | Unleaded gasoline | Unleaded gasoline |  | Steel | Steel |  | Painted or None | Steel |  | 1901-01-01 | [15 empty] | UST Currently In Use: 0; UST Temp Close: 0; AST Currently In Use: 0; AST Temp Closed: 0 | 0 | 0 | 3 | 16943-025-003087 | MAYNARD OVERSTREET
40449 | Permanently Closed | 1993-10-20 | 1980-03-01 | 1993-10-20 | Petroleum | Unleaded gasoline | Unleaded gasoline |  | Steel | Steel |  | Painted or None | Steel |  | 1901-01-01 | [15 empty] | UST Currently In Use: 0; UST Temp Close: 0; AST Currently In Use: 0; AST Temp Closed: 0 | 0 | 0 | 5 | 16944-097-014974 | GENERAL AVIATION TERMINAL
40450 | Permanently Closed | 1993-10-20 | 1980-03-01 | 1993-10-20 | Petroleum | Unleaded gasoline | Unleaded gasoline |  | Steel | Steel |  | Painted or None | Steel |  | 1901-01-01 | [15 empty] | UST Currently In Use: 0; UST Temp Close: 0; AST Currently In Use: 0; AST Temp Closed: 0 | 0 | 0 | 5 | 16944-097-014974 | GENERAL AVIATION TERMINAL
40451 | Permanently Closed | 1993-10-20 | 1988-02-01 | 1993-10-20 | Petroleum | Unleaded gasoline | Unleaded gasoline |  | Fiberglass reinforced plastic | Fiberglass reinforced plastic |  |  | Other, ABOVE GRND |  | 1901-01-01 | [15 empty] | UST Currently In Use: 0; UST Temp Close: 0; AST Currently In Use: 0; AST Temp Closed: 0 | 0 | 0 | 5 | 16944-097-014974 | GENERAL AVIATION TERMINAL
40452 | Permanently Closed | 1993-10-20 | 1988-02-01 | 1993-10-20 | Petroleum | Unleaded gasoline | Unleaded gasoline |  | Fiberglass reinforced plastic | Fiberglass reinforced plastic |  |  | Other, ABOVE GRND |  | 1901-01-01 | [15 empty] | UST Currently In Use: 0; UST Temp Close: 0; AST Currently In Use: 0; AST Temp Closed: 0 | 0 | 0 | 5 | 16944-097-014974 | GENERAL AVIATION TERMINAL
40453 | Permanently Closed | 1993-10-20 | 1988-02-01 | 1993-10-20 | Petroleum | Unleaded gasoline | Unleaded gasoline |  | Fiberglass reinforced plastic | Fiberglass reinforced plastic |  |  | Other, ABOVE GRND |  | 1901-01-01 | [15 empty] | UST Currently In Use: 0; UST Temp Close: 0; AST Currently In Use: 0; AST Temp Closed: 0 | 0 | 0 | 5 | 16944-097-014974 | GENERAL AVIATION TERMINAL
40454 | Currently in Use |  | 1982-03-01 |  | Petroleum | Unleaded gasoline | Unleaded gasoline | Retail | Fiberglass reinforced plastic | Fiberglass reinforced plastic |  |  | Fiberglass reinforced plastic |  | 1901-01-01 |  | Catchment Basin, Single walled catchment basin | Flow Rest 90% Full | Flow Rest 90% Full |  |  | Continuous Automatic Tank Gauge |  | Automatic flow restrictor (MLLD) | Automatic flow restrictor (MLLD) |  |  | Annual line testing | Annual line testing |  | UST Currently In Use: 4; UST Temp Close: 1; AST Currently In Use: 0; AST Temp Closed: 0 | 4 | 1 | 0 | 16945-003-005316 | WILCOX ROAD CHEVRON
40455 | Currently in Use |  | 1982-03-01 |  | Petroleum | Unleaded gasoline | Unleaded gasoline | Retail | Fiberglass reinforced plastic | Fiberglass reinforced plastic |  |  | Fiberglass reinforced plastic |  | 1901-01-01 |  | Catchment Basin, Single walled catchment basin | Flow Rest 90% Full | Flow Rest 90% Full |  |  | Continuous Automatic Tank Gauge |  | Automatic flow restrictor (MLLD) | Automatic flow restrictor (MLLD) |  |  | Annual line testing | Annual line testing |  | UST Currently In Use: 4; UST Temp Close: 1; AST Currently In Use: 0; AST Temp Closed: 0 | 4 | 1 | 0 | 16945-003-005316 | WILCOX ROAD CHEVRON
40456 | Currently in Use |  | 1982-03-01 |  | Petroleum | Premium gasoline | Premium gasoline | Retail | Fiberglass reinforced plastic | Fiberglass reinforced plastic |  |  | Fiberglass reinforced plastic |  | 1901-01-01 |  | Catchment Basin, Single walled catchment basin | Flow Rest 90% Full | Flow Rest 90% Full |  |  | Continuous Automatic Tank Gauge |  | Automatic flow restrictor (MLLD) | Automatic flow restrictor (MLLD) |  |  | Annual line testing | Annual line testing |  | UST Currently In Use: 4; UST Temp Close: 1; AST Currently In Use: 0; AST Temp Closed: 0 | 4 | 1 | 0 | 16945-003-005316 | WILCOX ROAD CHEVRON
40457 | Currently in Use |  | 1982-03-01 |  | Petroleum | On road diesel | On road diesel | Retail | Fiberglass reinforced plastic | Fiberglass reinforced plastic |  |  | Fiberglass reinforced plastic |  | 1901-01-01 |  | Catchment Basin, Single walled catchment basin | Flow Rest 90% Full | Flow Rest 90% Full |  |  | Continuous Automatic Tank Gauge |  | Automatic flow restrictor (MLLD) | Automatic flow restrictor (MLLD) |  |  | Annual line testing | Annual line testing |  | UST Currently In Use: 4; UST Temp Close: 1; AST Currently In Use: 0; AST Temp Closed: 0 | 4 | 1 | 0 | 16945-003-005316 | WILCOX ROAD CHEVRON
40458 | Temporary Closed | 1998-01-01 | 1982-03-01 |  | Petroleum | Used oil | Used oil |  | Fiberglass reinforced plastic | Fiberglass reinforced plastic |  |  | Fiberglass reinforced plastic |  | 1901-01-01 |  | Catchment Basin, EXEMPT | Flow Rest 90% Full, EXEMPT | Flow Rest 90% Full | [11 empty] | UST Currently In Use: 4; UST Temp Close: 1; AST Currently In Use: 0; AST Temp Closed: 0 | 4 | 1 | 0 | 16945-003-005316 | WILCOX ROAD CHEVRON
40459 | Permanently Closed | 1980-12-01 | 1977-01-01 | 1990-07-01 | Petroleum | Other, X | Other | [5 empty] | Steel |  | 1901-01-01 | [15 empty] | UST Currently In Use: 0; UST Temp Close: 0; AST Currently In Use: 0; AST Temp Closed: 0 | 0 | 0 | 1 | 16946-003-014975 | USX CORPORATION
40463 | Permanently Closed | 1998-12-02 | 1990-01-01 | 1999-11-11 | Petroleum | Unleaded gasoline | Unleaded gasoline |  | Steel | Steel |  |  | Steel |  | 1901-01-01 | [15 empty] | UST Currently In Use: 0; UST Temp Close: 0; AST Currently In Use: 0; AST Temp Closed: 0 | 0 | 0 | 3 | 16948-053-014978 | ELLIOTS DEPT STORE
40464 | Permanently Closed | 1998-12-02 | 1990-01-01 | 1999-11-11 | Petroleum | On road diesel | On road diesel |  | Steel | Steel |  |  | Steel |  | 1901-01-01 | [15 empty] | UST Currently In Use: 0; UST Temp Close: 0; AST Currently In Use: 0; AST Temp Closed: 0 | 0 | 0 | 3 | 16948-053-014978 | ELLIOTS DEPT STORE
40465 | Permanently Closed | 1998-12-02 | 1990-01-01 | 1999-11-11 | Petroleum | Unleaded gasoline | Unleaded gasoline |  | Steel | Steel |  |  | Steel |  | 1901-01-01 | [15 empty] | UST Currently In Use: 0; UST Temp Close: 0; AST Currently In Use: 0; AST Temp Closed: 0 | 0 | 0 | 3 | 16948-053-014978 | ELLIOTS DEPT STORE
40466 | Permanently Closed | 2004-09-15 | 1984-10-01 | 2005-10-11 | Petroleum | Unleaded gasoline | Unleaded gasoline | Retail | Fiberglass reinforced plastic | Fiberglass reinforced plastic |  |  | Fiberglass reinforced plastic |  | 1901-01-01 |  | Catchment Basin, Single walled catchment basin | Automatic shutoff device At 95% full | Automatic shutoff device At 95% full |  |  | Statistical Inventory Reconciliation (SIR) | [5 empty] | Statistical inventory reconciliation (SIR) | Statistical inventory reconciliation (SIR) |  | UST Currently In Use: 0; UST Temp Close: 0; AST Currently In Use: 0; AST Temp Closed: 0 | 0 | 0 | 3 | 22263-003-014979 | DAN HALL
40467 | Permanently Closed | 2004-09-15 | 1984-10-01 | 2005-10-11 | Petroleum | Mid-grade gasoline | Mid-grade gasoline | Retail | Fiberglass reinforced plastic | Fiberglass reinforced plastic |  |  | Fiberglass reinforced plastic |  | 1901-01-01 |  | Catchment Basin, Single walled catchment basin | Automatic shutoff device At 95% full | Automatic shutoff device At 95% full |  |  | Statistical Inventory Reconciliation (SIR) | [5 empty] | Statistical inventory reconciliation (SIR) | Statistical inventory reconciliation (SIR) |  | UST Currently In Use: 0; UST Temp Close: 0; AST Currently In Use: 0; AST Temp Closed: 0 | 0 | 0 | 3 | 22263-003-014979 | DAN HALL
40468 | Permanently Closed | 2004-09-15 | 1984-10-01 | 2005-10-11 | Petroleum | Premium gasoline | Premium gasoline | Retail | Fiberglass reinforced plastic | Fiberglass reinforced plastic |  |  | Fiberglass reinforced plastic |  | 1901-01-01 |  | Catchment Basin, Single walled catchment basin | Automatic shutoff device At 95% full | Automatic shutoff device At 95% full |  |  | Statistical Inventory Reconciliation (SIR) | [5 empty] | Statistical inventory reconciliation (SIR) | Statistical inventory reconciliation (SIR) |  | UST Currently In Use: 0; UST Temp Close: 0; AST Currently In Use: 0; AST Temp Closed: 0 | 0 | 0 | 3 | 22263-003-014979 | DAN HALL
40469 | Permanently Closed | 1990-11-28 | 1974-08-01 | 1990-11-28 | Petroleum | Used oil | Used oil |  | Steel | Steel |  | Painted or None | Steel |  | 1901-01-01 | [15 empty] | UST Currently In Use: 0; UST Temp Close: 0; AST Currently In Use: 0; AST Temp Closed: 0 | 0 | 0 | 1 | 16950-073-015002 | FLINT VILLAGE REALTY ASSOCIATES
40470 | Permanently Closed | 1999-06-18 | 1990-01-01 | 2016-10-20 | Petroleum | Unleaded gasoline | Unleaded gasoline | Industrial | Steel | Steel | Field installed cathodic protection |  | Steel |  |  | Field installed cathodic protection | Catchment Basin, Single walled catchment basin | Automatic shutoff device At 95% full | Automatic shutoff device At 95% full | [8 empty] | Annual line testing | Annual line testing |  | UST Currently In Use: 0; UST Temp Close: 0; AST Currently In Use: 0; AST Temp Closed: 0 | 0 | 0 | 2 | 24977-073-015003 | TLM PROPERTIES, LLC
40471 | Permanently Closed | 1999-05-07 | 1990-01-01 | 2016-10-20 | Petroleum | On road diesel | On road diesel | Industrial | Steel | Steel | Field installed cathodic protection |  | Steel |  |  | Field installed cathodic protection | Catchment Basin, Single walled catchment basin | Automatic shutoff device At 95% full | Automatic shutoff device At 95% full | [8 empty] | Annual line testing | Annual line testing |  | UST Currently In Use: 0; UST Temp Close: 0; AST Currently In Use: 0; AST Temp Closed: 0 | 0 | 0 | 2 | 24977-073-015003 | TLM PROPERTIES, LLC
40472 | Permanently Closed | 2019-11-14 | 1975-01-01 | 2024-10-02 | Petroleum | On road diesel | On road diesel | Industrial | Single Wall, Steel | Steel | Field installed cathodic protection |  | Single Wall, Steel |  |  | Field installed cathodic protection | Catchment Basin, Single walled catchment basin | Automatic shutoff device At 95% full | Automatic shutoff device At 95% full |  |  | Continuous Automatic Tank Gauge | [8 empty] | UST Currently In Use: 0; UST Temp Close: 0; AST Currently In Use: 0; AST Temp Closed: 0 | 0 | 0 | 2 | 16951-133-015004 | MARSHALL DURBIN FARMS INC
40473 | Permanently Closed | 2019-11-14 | 1975-01-01 | 2024-10-02 | Petroleum | Unleaded gasoline | Unleaded gasoline | Retail | Single Wall, Steel | Steel | Field installed cathodic protection |  | Single Wall, Steel |  |  | Field installed cathodic protection | Catchment Basin, Single walled catchment basin | Automatic shutoff device At 95% full | Automatic shutoff device At 95% full |  |  | Continuous Automatic Tank Gauge | [8 empty] | UST Currently In Use: 0; UST Temp Close: 0; AST Currently In Use: 0; AST Temp Closed: 0 | 0 | 0 | 2 | 16951-133-015004 | MARSHALL DURBIN FARMS INC
40476 | Permanently Closed | 1997-09-19 | 1967-01-01 | 1997-09-19 | Petroleum | On road diesel | On road diesel | Local government | Steel | Steel |  |  |  |  | 1901-01-01 | [12 empty] | Annual line testing | Annual line testing |  | UST Currently In Use: 2; UST Temp Close: 0; AST Currently In Use: 0; AST Temp Closed: 0 | 2 | 0 | 1 | 16952-029-015005 | CLEBURNE COUNTY BOARD OF EDUCATION
40478 | Currently in Use |  | 1998-01-01 |  | Petroleum | On road diesel | On road diesel | Local government | Steel | Steel | Coated & cathodic protection (sti-P3) |  | Fiberglass reinforced plastic |  |  |  | Catchment Basin, Single walled catchment basin | Automatic shutoff device At 95% full | Automatic shutoff device At 95% full |  |  | Continuous Automatic Tank Gauge | [8 empty] | UST Currently In Use: 2; UST Temp Close: 0; AST Currently In Use: 0; AST Temp Closed: 0 | 2 | 0 | 0 | 16952-029-015007 | CLEBURNE COUNTY BOARD OF EDUCATION
40480 | Cannot Locate or abandoned | 1999-02-12 | 1990-01-01 |  | Petroleum | Unleaded gasoline | Unleaded gasoline | Retail | Steel | Steel |  | Painted or None | Steel |  | 1901-01-01 | [15 empty] | UST Currently In Use: 0; UST Temp Close: 0; AST Currently In Use: 0; AST Temp Closed: 0 | 0 | 0 | 0 | 16953-073-015008 | DARYL BURR
40481 | Cannot Locate or abandoned | 1999-02-12 | 1990-01-01 |  | Petroleum | Unleaded gasoline | Unleaded gasoline |  | Steel | Steel |  | Painted or None | Steel |  | 1901-01-01 | [15 empty] | UST Currently In Use: 0; UST Temp Close: 0; AST Currently In Use: 0; AST Temp Closed: 0 | 0 | 0 | 0 | 16953-073-015008 | DARYL BURR
40482 | Temporary Closed | 2007-04-01 | 1988-01-15 |  | Petroleum | Unleaded gasoline | Unleaded gasoline | Retail | Steel | Steel | Coated & cathodic protection (sti-P3) |  | Steel |  | 1901-01-01 | Field installed cathodic protection | Catchment Basin, Single walled catchment basin | Automatic shutoff device At 95% full | Automatic shutoff device At 95% full |  |  | Continuous Automatic Tank Gauge |  | Automatic flow restrictor (MLLD) | Automatic flow restrictor (MLLD) |  |  | Annual line testing | Annual line testing |  | UST Currently In Use: 0; UST Temp Close: 4; AST Currently In Use: 0; AST Temp Closed: 0 | 0 | 4 | 0 | 22162-111-015009 | BRIAN PHILLIPS
40483 | Temporary Closed | 2007-04-01 | 1988-01-15 |  | Petroleum | Premium gasoline | Premium gasoline | Retail | Steel | Steel | Coated & cathodic protection (sti-P3) |  | Steel |  | 1901-01-01 | Field installed cathodic protection | Catchment Basin, Single walled catchment basin | Automatic shutoff device At 95% full | Automatic shutoff device At 95% full |  |  | Continuous Automatic Tank Gauge |  | Automatic flow restrictor (MLLD) | Automatic flow restrictor (MLLD) |  |  | Annual line testing | Annual line testing |  | UST Currently In Use: 0; UST Temp Close: 4; AST Currently In Use: 0; AST Temp Closed: 0 | 0 | 4 | 0 | 22162-111-015009 | BRIAN PHILLIPS
40484 | Temporary Closed | 2007-04-01 | 1988-01-15 |  | Petroleum | On road diesel | On road diesel | Retail | Steel | Steel | Coated & cathodic protection (sti-P3) |  | Steel |  | 1901-01-01 | Field installed cathodic protection | Catchment Basin, Single walled catchment basin | Automatic shutoff device At 95% full | Automatic shutoff device At 95% full |  |  |  |  | Automatic flow restrictor (MLLD) | Automatic flow restrictor (MLLD) |  |  | Annual line testing | Annual line testing |  | UST Currently In Use: 0; UST Temp Close: 4; AST Currently In Use: 0; AST Temp Closed: 0 | 0 | 4 | 0 | 22162-111-015009 | BRIAN PHILLIPS
40485 | Temporary Closed | 2007-04-01 | 1988-01-15 |  | Petroleum | On road diesel | On road diesel | Retail | Steel | Steel | Coated & cathodic protection (sti-P3) |  | Steel |  | 1901-01-01 | Field installed cathodic protection | Catchment Basin, Single walled catchment basin | Automatic shutoff device At 95% full | Automatic shutoff device At 95% full |  |  | Continuous Automatic Tank Gauge | [8 empty] | UST Currently In Use: 0; UST Temp Close: 4; AST Currently In Use: 0; AST Temp Closed: 0 | 0 | 4 | 0 | 22162-111-015009 | BRIAN PHILLIPS
40486 | Permanently Closed | 1994-10-14 | 1985-01-01 | 1994-10-11 | Petroleum | Unleaded gasoline | Unleaded gasoline |  | Steel | Steel |  | Painted or None | Steel |  | 1901-01-01 | [15 empty] | UST Currently In Use: 0; UST Temp Close: 0; AST Currently In Use: 2; AST Temp Closed: 0 | 0 | 0 | 4 | 16955-073-015011 | COUNTRY CLUB OF BIRMINGHAM
40487 | Permanently Closed | 1994-10-14 | 1985-01-01 | 1994-10-14 | Petroleum | On road diesel | On road diesel |  | Steel | Steel |  | Painted or None | Steel |  | 1901-01-01 | [15 empty] | UST Currently In Use: 0; UST Temp Close: 0; AST Currently In Use: 2; AST Temp Closed: 0 | 0 | 0 | 4 | 16955-073-015011 | COUNTRY CLUB OF BIRMINGHAM
40488 | Permanently Closed | 1990-09-24 | 1965-01-01 | 1990-09-24 | Petroleum | On road diesel | On road diesel |  | Steel | Steel |  | Painted or None | Steel |  | 1901-01-01 | [15 empty] | UST Currently In Use: 0; UST Temp Close: 0; AST Currently In Use: 2; AST Temp Closed: 0 | 0 | 0 | 4 | 16955-073-015011 | COUNTRY CLUB OF BIRMINGHAM
40489 | Permanently Closed | 1990-09-24 | 1981-01-01 | 1990-09-24 | Petroleum | On road diesel | On road diesel |  | Steel | Steel |  | Painted or None | Steel |  | 1901-01-01 | [15 empty] | UST Currently In Use: 0; UST Temp Close: 0; AST Currently In Use: 2; AST Temp Closed: 0 | 0 | 0 | 4 | 16955-073-015011 | COUNTRY CLUB OF BIRMINGHAM
40490 | Permanently Closed | 1998-07-07 | 1974-01-01 | 1998-07-07 | Petroleum | Unleaded gasoline | Unleaded gasoline |  | Steel | Steel |  |  |  |  | 1901-01-01 | [15 empty] | UST Currently In Use: 0; UST Temp Close: 0; AST Currently In Use: 0; AST Temp Closed: 0 | 0 | 0 | 1 | 16956-055-006242 | U HAUL REAL ESTATE CO
40491 | Permanently Closed | 1996-03-11 | 1976-01-01 | 1996-03-11 | Petroleum | On road diesel | On road diesel | Bulk facility | [6 empty] | 1901-01-01 | [15 empty] | UST Currently In Use: 0; UST Temp Close: 0; AST Currently In Use: 0; AST Temp Closed: 0 | 0 | 0 | 1 | 17288-069-007215 | U HAUL OF SOUTHERN ALABAMA
40492 | Permanently Closed | 1987-10-12 | 1980-01-01 | 1987-10-12 | Petroleum | Unleaded gasoline | Unleaded gasoline |  | Steel | Steel |  |  |  |  | 1901-01-01 | [15 empty] | UST Currently In Use: 0; UST Temp Close: 0; AST Currently In Use: 0; AST Temp Closed: 0 | 0 | 0 | 4 | 16956-073-006235 | U HAUL REAL ESTATE CO
40493 | Permanently Closed | 1987-10-12 | 1980-01-01 | 1987-10-12 | Petroleum | Unleaded gasoline | Unleaded gasoline |  | Steel | Steel |  |  |  |  | 1901-01-01 | [15 empty] | UST Currently In Use: 0; UST Temp Close: 0; AST Currently In Use: 0; AST Temp Closed: 0 | 0 | 0 | 4 | 16956-073-006235 | U HAUL REAL ESTATE CO
40494 | Permanently Closed | 1996-07-01 | 1975-01-01 | 1996-07-18 | Petroleum | Unleaded gasoline | Unleaded gasoline |  | Fiberglass reinforced plastic | Fiberglass reinforced plastic |  |  |  |  | 1901-01-01 | [15 empty] | UST Currently In Use: 0; UST Temp Close: 0; AST Currently In Use: 0; AST Temp Closed: 0 | 0 | 0 | 1 | 16956-073-006239 | U HAUL REAL ESTATE CO
40495 | Permanently Closed | 1998-06-24 | 1975-01-01 | 1998-06-24 | Petroleum | Unleaded gasoline | Unleaded gasoline |  | Fiberglass reinforced plastic | Fiberglass reinforced plastic |  |  |  |  | 1901-01-01 | [15 empty] | UST Currently In Use: 0; UST Temp Close: 0; AST Currently In Use: 0; AST Temp Closed: 0 | 0 | 0 | 1 | 16956-073-006240 | U HAUL REAL ESTATE CO
40496 | Permanently Closed | 1995-06-12 | 1983-01-01 | 1995-06-12 | Petroleum | Unleaded gasoline | Unleaded gasoline |  | Steel | Steel |  |  |  |  | 1901-01-01 | [12 empty] | Annual line testing | Annual line testing |  | UST Currently In Use: 0; UST Temp Close: 0; AST Currently In Use: 0; AST Temp Closed: 0 | 0 | 0 | 3 | 17289-081-012917 | U HAUL OF SOUTHERN GEORGIA
40497 | Permanently Closed | 1995-06-12 | 1983-01-01 | 1995-06-12 | Petroleum | Unleaded gasoline | Unleaded gasoline |  | Steel | Steel |  |  |  |  | 1901-01-01 | [12 empty] | Annual line testing | Annual line testing |  | UST Currently In Use: 0; UST Temp Close: 0; AST Currently In Use: 0; AST Temp Closed: 0 | 0 | 0 | 3 | 17289-081-012917 | U HAUL OF SOUTHERN GEORGIA
40498 | Permanently Closed | 1995-06-12 | 1983-01-01 | 1995-06-12 | Petroleum | Used oil | Used oil |  | Steel | Steel |  |  |  |  | 1901-01-01 | [15 empty] | UST Currently In Use: 0; UST Temp Close: 0; AST Currently In Use: 0; AST Temp Closed: 0 | 0 | 0 | 3 | 17289-081-012917 | U HAUL OF SOUTHERN GEORGIA
40499 | Permanently Closed | 1993-07-01 | 1975-01-01 | 1993-07-01 | Petroleum | Unleaded gasoline | Unleaded gasoline |  | Fiberglass reinforced plastic | Fiberglass reinforced plastic |  |  |  |  | 1901-01-01 | [15 empty] | UST Currently In Use: 0; UST Temp Close: 0; AST Currently In Use: 0; AST Temp Closed: 0 | 0 | 0 | 1 | 16956-089-006238 | U HAUL REAL ESTATE CO
40500 | Permanently Closed | 1989-05-03 | 1963-01-01 | 1994-05-03 | Petroleum | Kerosene | Kerosene |  | Steel | Steel |  |  |  |  | 1901-01-01 | [15 empty] | UST Currently In Use: 0; UST Temp Close: 0; AST Currently In Use: 0; AST Temp Closed: 0 | 0 | 0 | 2 | 16956-089-009525 | U HAUL REAL ESTATE CO
40501 | Permanently Closed | 1989-05-03 | 1963-01-01 | 1989-05-03 | Petroleum | Unleaded gasoline | Unleaded gasoline |  | Steel | Steel |  |  |  |  | 1901-01-01 | [15 empty] | UST Currently In Use: 0; UST Temp Close: 0; AST Currently In Use: 0; AST Temp Closed: 0 | 0 | 0 | 2 | 16956-089-009525 | U HAUL REAL ESTATE CO
40502 | Permanently Closed | 1901-01-01 | 1979-01-01 | 1988-10-25 | Petroleum | Unleaded gasoline | Unleaded gasoline | [7 empty] | 1901-01-01 | [15 empty] | UST Currently In Use: 0; UST Temp Close: 0; AST Currently In Use: 0; AST Temp Closed: 0 | 0 | 0 | 3 | 16956-097-007216 | U HAUL REAL ESTATE CO
40503 | Permanently Closed | 1901-01-01 | 1979-01-01 | 1988-10-25 | Petroleum | Unleaded gasoline | Unleaded gasoline | [7 empty] | 1901-01-01 | [15 empty] | UST Currently In Use: 0; UST Temp Close: 0; AST Currently In Use: 0; AST Temp Closed: 0 | 0 | 0 | 3 | 16956-097-007216 | U HAUL REAL ESTATE CO
40504 | Permanently Closed | 1901-01-01 | 1979-01-01 | 1988-10-25 | Petroleum | Used oil | Used oil | [7 empty] | 1901-01-01 | [15 empty] | UST Currently In Use: 0; UST Temp Close: 0; AST Currently In Use: 0; AST Temp Closed: 0 | 0 | 0 | 3 | 16956-097-007216 | U HAUL REAL ESTATE CO
40505 | Permanently Closed | 1996-03-13 | 1975-01-01 | 1996-03-13 | Petroleum | On road diesel | On road diesel | [7 empty] | 1901-01-01 | [15 empty] | UST Currently In Use: 0; UST Temp Close: 0; AST Currently In Use: 0; AST Temp Closed: 0 | 0 | 0 | 1 | 17288-097-007217 | U HAUL OF SOUTHERN ALABAMA
40506 | Permanently Closed | 1993-01-01 | 1976-01-01 | 1993-06-30 | Petroleum | Unleaded gasoline | Unleaded gasoline |  | Fiberglass reinforced plastic | Fiberglass reinforced plastic |  |  |  |  | 1901-01-01 | [15 empty] | UST Currently In Use: 0; UST Temp Close: 0; AST Currently In Use: 0; AST Temp Closed: 0 | 0 | 0 | 1 | 16956-101-006241 | U HAUL REAL ESTATE CO
40508 | Permanently Closed | 1990-05-16 | 1963-01-01 | 1990-05-16 | Petroleum | Unleaded gasoline | Unleaded gasoline |  | Steel | Steel |  |  |  |  | 1901-01-01 | [15 empty] | UST Currently In Use: 0; UST Temp Close: 0; AST Currently In Use: 0; AST Temp Closed: 0 | 0 | 0 | 3 | 16956-103-006236 | U HAUL REAL ESTATE CO
40509 | Permanently Closed | 1990-05-16 | 1963-01-01 | 1990-05-16 | Petroleum | Unleaded gasoline | Unleaded gasoline |  | Steel | Steel |  |  |  |  | 1901-01-01 | [15 empty] | UST Currently In Use: 0; UST Temp Close: 0; AST Currently In Use: 0; AST Temp Closed: 0 | 0 | 0 | 3 | 16956-103-006236 | U HAUL REAL ESTATE CO
40510 | Permanently Closed | 1990-05-16 | 1963-01-01 | 1990-05-16 | Petroleum | Unleaded gasoline | Unleaded gasoline |  | Steel | Steel |  |  |  |  | 1901-01-01 | [15 empty] | UST Currently In Use: 0; UST Temp Close: 0; AST Currently In Use: 0; AST Temp Closed: 0 | 0 | 0 | 3 | 16956-103-006236 | U HAUL REAL ESTATE CO
40511 | Permanently Closed | 1998-06-01 | 1973-01-01 | 1998-07-15 | Petroleum | Unleaded gasoline | Unleaded gasoline |  | Fiberglass reinforced plastic | Fiberglass reinforced plastic |  |  |  |  | 1901-01-01 | [15 empty] | UST Currently In Use: 0; UST Temp Close: 0; AST Currently In Use: 0; AST Temp Closed: 0 | 0 | 0 | 1 | 16956-125-009527 | U HAUL REAL ESTATE CO
40512 | Permanently Closed | 1989-01-01 | 1964-01-01 | 1992-04-03 | Petroleum | Unleaded gasoline | Unleaded gasoline |  | Steel | Steel |  | Painted or None | Steel |  | 1901-01-01 | [15 empty] | UST Currently In Use: 0; UST Temp Close: 0; AST Currently In Use: 0; AST Temp Closed: 0 | 0 | 0 | 2 | 16957-015-013949 | BILL COLLINS
40513 | Permanently Closed | 1989-01-01 | 1964-01-01 | 1992-04-03 | Petroleum | Unleaded gasoline | Unleaded gasoline |  | Steel | Steel |  | Painted or None | Steel |  | 1901-01-01 | [15 empty] | UST Currently In Use: 0; UST Temp Close: 0; AST Currently In Use: 0; AST Temp Closed: 0 | 0 | 0 | 2 | 16957-015-013949 | BILL COLLINS
40514 | Temporary Closed | 2009-01-27 | 1979-01-01 |  | Petroleum | Unleaded gasoline | Unleaded gasoline | Retail | Steel | Steel | Field installed cathodic protection |  | Steel |  |  | Field installed cathodic protection | Catchment Basin, Single walled catchment basin | Automatic shutoff device At 95% full | Automatic shutoff device At 95% full |  |  |  |  | Automatic flow restrictor (MLLD) | Automatic flow restrictor (MLLD) |  |  | Annual line testing | Annual line testing |  | UST Currently In Use: 0; UST Temp Close: 2; AST Currently In Use: 0; AST Temp Closed: 0 | 0 | 2 | 0 | 16958-097-011488 | BERNARD BRINGHURST
40516 | Temporary Closed | 2012-06-22 | 1979-01-01 |  | Petroleum | Unleaded gasoline | Unleaded gasoline | Retail | Steel | Steel | Field installed cathodic protection |  | Steel |  |  | Field installed cathodic protection | Catchment Basin, Single walled catchment basin | Automatic shutoff device At 95% full | Automatic shutoff device At 95% full |  |  | Statistical Inventory Reconciliation (SIR) |  | Automatic flow restrictor (MLLD) | Automatic flow restrictor (MLLD) |  |  | Statistical inventory reconciliation (SIR) | Statistical inventory reconciliation (SIR) |  | UST Currently In Use: 0; UST Temp Close: 2; AST Currently In Use: 0; AST Temp Closed: 0 | 0 | 2 | 0 | 16958-097-011488 | BERNARD BRINGHURST
40517 | Permanently Closed | 1989-01-01 | 1987-05-01 |  | Petroleum | Other, HOLDING | Other |  | Steel | Steel | Coated & cathodic protection (sti-P3) |  | Steel |  | 1901-01-01 | [15 empty] | UST Currently In Use: 0; UST Temp Close: 0; AST Currently In Use: 0; AST Temp Closed: 0 | 0 | 0 | 4 | 17839-125-015043 | MPM INVESTMENTS INC
40518 | Permanently Closed | 1989-01-01 | 1987-05-01 |  | Petroleum | Other, HOLDING | Other |  | Steel | Steel | Coated & cathodic protection (sti-P3) |  | Steel |  | 1901-01-01 | [15 empty] | UST Currently In Use: 0; UST Temp Close: 0; AST Currently In Use: 0; AST Temp Closed: 0 | 0 | 0 | 4 | 17839-125-015043 | MPM INVESTMENTS INC
40519 | Permanently Closed | 1989-01-01 | 1987-05-01 |  | Petroleum | Other, HOLDING | Other |  | Steel | Steel | Coated & cathodic protection (sti-P3) |  | Steel |  | 1901-01-01 | [15 empty] | UST Currently In Use: 0; UST Temp Close: 0; AST Currently In Use: 0; AST Temp Closed: 0 | 0 | 0 | 4 | 17839-125-015043 | MPM INVESTMENTS INC
40520 | Permanently Closed | 1989-01-01 | 1987-05-01 |  | Petroleum | Other, HOLDING | Other |  | Steel | Steel | Coated & cathodic protection (sti-P3) |  | Steel |  | 1901-01-01 | [15 empty] | UST Currently In Use: 0; UST Temp Close: 0; AST Currently In Use: 0; AST Temp Closed: 0 | 0 | 0 | 4 | 17839-125-015043 | MPM INVESTMENTS INC
40521 | Permanently Closed | 1992-03-26 | 1976-01-01 | 1992-03-26 | Petroleum | Unleaded gasoline | Unleaded gasoline |  | Steel | Steel |  |  | Steel |  | 1901-01-01 | [15 empty] | UST Currently In Use: 0; UST Temp Close: 0; AST Currently In Use: 0; AST Temp Closed: 0 | 0 | 0 | 2 | 16960-073-015044 | CENTERPOINT CAR WASH
40522 | Permanently Closed | 1992-03-26 | 1976-01-01 | 1992-03-26 | Petroleum | Unleaded gasoline | Unleaded gasoline |  | Steel | Steel |  |  | Steel |  | 1901-01-01 | [15 empty] | UST Currently In Use: 0; UST Temp Close: 0; AST Currently In Use: 0; AST Temp Closed: 0 | 0 | 0 | 2 | 16960-073-015044 | CENTERPOINT CAR WASH
40523 | Permanently Closed | 1997-01-01 | 1981-01-01 | 1997-01-22 | Petroleum | Unleaded gasoline | Unleaded gasoline |  | Steel | Steel |  | Painted or None | Steel |  | 1901-01-01 | [6 empty] | Other, Statistical Inventory Reconciliation (SIR) |  | Other, USTMAN | Other |  |  | Other, USTMAN | Other |  | UST Currently In Use: 2; UST Temp Close: 0; AST Currently In Use: 0; AST Temp Closed: 0 | 2 | 0 | 2 | 17909-117-003479 | HIEN HUYNH
40524 | Permanently Closed | 1997-01-01 | 1981-01-01 | 1997-01-22 | Petroleum | Unleaded gasoline | Unleaded gasoline |  | Steel | Steel |  | Painted or None | Steel |  | 1901-01-01 | [6 empty] | Other, Statistical Inventory Reconciliation (SIR) |  | Other, USTMAN | Other |  |  | Other, USTMAN | Other |  | UST Currently In Use: 2; UST Temp Close: 0; AST Currently In Use: 0; AST Temp Closed: 0 | 2 | 0 | 2 | 17909-117-003479 | HIEN HUYNH
40525 | Temporary Closed | 2018-09-30 | 1990-03-15 |  | Petroleum | On road diesel | On road diesel | Emergency Power Generator | Double Wall, Steel | Steel | Coated & cathodic protection (sti-P3) |  | Double Wall, Fiberglass reinforced plastic, Steel |  |  | Other, FG CONTAIN | Catchment Basin, Single walled catchment basin | Automatic shutoff device At 95% full | Automatic shutoff device At 95% full | Interstitial Monitoring within Secondary Containment | SENSOR TO ATG | Automatic Tank Gauge |  | Other, EXEMPT | Other | Interstitial Monitoring within Secondary Containment | SENSOR TO ATG |  |  |  | UST Currently In Use: 1; UST Temp Close: 1; AST Currently In Use: 0; AST Temp Closed: 0 | 1 | 1 | 0 | 16962-073-015045 | SOUTHERN RESEARCH INSTITUTE
40526 | Permanently Closed | 1998-12-15 | 1975-02-11 | 1998-12-15 | Petroleum | Unleaded gasoline | Unleaded gasoline |  | Steel | Steel |  | Painted or None | Steel |  | 1901-01-01 | [15 empty] | UST Currently In Use: 0; UST Temp Close: 0; AST Currently In Use: 0; AST Temp Closed: 0 | 0 | 0 | 3 | 16963-073-015046 | CHUNG E KAO
40527 | Permanently Closed | 1998-12-15 | 1975-02-11 | 1998-12-15 | Petroleum | Unleaded gasoline | Unleaded gasoline |  | Steel | Steel |  | Painted or None | Steel |  | 1901-01-01 | [15 empty] | UST Currently In Use: 0; UST Temp Close: 0; AST Currently In Use: 0; AST Temp Closed: 0 | 0 | 0 | 3 | 16963-073-015046 | CHUNG E KAO
40528 | Permanently Closed | 1998-12-15 | 1975-02-11 | 1998-12-15 | Petroleum | Unleaded gasoline | Unleaded gasoline |  | Steel | Steel |  | Painted or None | Steel |  | 1901-01-01 | [15 empty] | UST Currently In Use: 0; UST Temp Close: 0; AST Currently In Use: 0; AST Temp Closed: 0 | 0 | 0 | 3 | 16963-073-015046 | CHUNG E KAO
40529 | Permanently Closed | 1994-06-10 | 1990-04-30 | 2014-12-18 | Petroleum | Unleaded gasoline | Unleaded gasoline | Retail | Steel | Steel | Coated & cathodic protection (sti-P3) |  | Fiberglass reinforced plastic |  |  |  | Catchment Basin, Single walled catchment basin | Flow Rest 90% Full | Flow Rest 90% Full | [11 empty] | UST Currently In Use: 0; UST Temp Close: 0; AST Currently In Use: 0; AST Temp Closed: 0 | 0 | 0 | 3 | 20194-015-015048 | ARCHIE L WAITS
40530 | Permanently Closed | 1994-06-10 | 1990-04-30 | 2014-12-18 | Petroleum | Unleaded gasoline | Unleaded gasoline | Retail | Steel | Steel | Coated & cathodic protection (sti-P3) |  | Fiberglass reinforced plastic |  |  |  | Catchment Basin, Single walled catchment basin | Flow Rest 90% Full | Flow Rest 90% Full | [11 empty] | UST Currently In Use: 0; UST Temp Close: 0; AST Currently In Use: 0; AST Temp Closed: 0 | 0 | 0 | 3 | 20194-015-015048 | ARCHIE L WAITS
40531 | Permanently Closed | 1994-06-10 | 1990-04-30 | 2014-12-18 | Petroleum | On road diesel | On road diesel | Retail | Steel | Steel | Coated & cathodic protection (sti-P3) |  | Fiberglass reinforced plastic |  |  |  | Catchment Basin, Single walled catchment basin | Flow Rest 90% Full | Flow Rest 90% Full | [11 empty] | UST Currently In Use: 0; UST Temp Close: 0; AST Currently In Use: 0; AST Temp Closed: 0 | 0 | 0 | 3 | 20194-015-015048 | ARCHIE L WAITS
40532 | Permanently Closed | 1991-06-17 | 1970-03-01 | 1991-06-17 | Petroleum | On road diesel | On road diesel |  | Steel | Steel |  | Painted or None | Other, COPPER |  | 1901-01-01 | [15 empty] | UST Currently In Use: 2; UST Temp Close: 0; AST Currently In Use: 0; AST Temp Closed: 0 | 2 | 0 | 1 | 24885-121-015049 | BBH CBMC - BPT HEALTH -CITIZENS MED
40533 | Permanently Closed | 1990-12-05 | 1970-01-01 | 1990-12-05 | Petroleum | Unleaded gasoline | Unleaded gasoline |  | Steel | Steel |  | Painted or None |  |  | 1901-01-01 | [15 empty] | UST Currently In Use: 0; UST Temp Close: 0; AST Currently In Use: 0; AST Temp Closed: 0 | 0 | 0 | 2 | 16966-073-015000 | EDDIE HATCHER JR
40534 | Permanently Closed | 1990-12-05 | 1970-01-01 | 1990-12-05 | Petroleum | Unleaded gasoline | Unleaded gasoline |  | Steel | Steel |  | Painted or None |  |  | 1901-01-01 | [15 empty] | UST Currently In Use: 0; UST Temp Close: 0; AST Currently In Use: 0; AST Temp Closed: 0 | 0 | 0 | 2 | 16966-073-015000 | EDDIE HATCHER JR
40535 | Permanently Closed | 1998-12-22 | 1970-01-01 | 1999-05-19 | Petroleum | Unleaded gasoline | Unleaded gasoline | Retail | Steel | Steel |  | Painted or None | Steel |  | 1901-01-01 | [15 empty] | UST Currently In Use: 0; UST Temp Close: 3; AST Currently In Use: 0; AST Temp Closed: 0 | 0 | 3 | 3 | 24320-073-015152 | CLASSIC CARS & GARAGE LLC
40536 | Permanently Closed | 1998-12-22 | 1970-01-01 | 1999-05-19 | Petroleum | Mid-grade gasoline | Mid-grade gasoline | Retail | Steel | Steel |  | Painted or None | Steel |  | 1901-01-01 | [15 empty] | UST Currently In Use: 0; UST Temp Close: 3; AST Currently In Use: 0; AST Temp Closed: 0 | 0 | 3 | 3 | 24320-073-015152 | CLASSIC CARS & GARAGE LLC
40537 | Permanently Closed | 1998-12-22 | 1970-01-01 | 1999-05-19 | Petroleum | Premium gasoline | Premium gasoline | Retail | Steel | Steel |  | Painted or None | Steel |  | 1901-01-01 | [15 empty] | UST Currently In Use: 0; UST Temp Close: 3; AST Currently In Use: 0; AST Temp Closed: 0 | 0 | 3 | 3 | 24320-073-015152 | CLASSIC CARS & GARAGE LLC
40538 | Permanently Closed | 2007-08-08 | 1990-04-16 | 2007-08-08 | Petroleum | Unleaded gasoline | Unleaded gasoline | Industrial | Steel | Steel | Coated & cathodic protection (sti-P3) |  | Fiberglass reinforced plastic |  | 1901-01-01 |  | Catchment Basin, Single walled catchment basin | Flow Rest 90% Full | Flow Rest 90% Full | [11 empty] | UST Currently In Use: 0; UST Temp Close: 0; AST Currently In Use: 0; AST Temp Closed: 0 | 0 | 0 | 2 | 16968-073-015155 | VESTAVIA COUNTRY CLUB
40539 | Permanently Closed | 2007-08-08 | 1990-04-16 | 2007-08-08 | Petroleum | On road diesel | On road diesel | Industrial | Steel | Steel | Coated & cathodic protection (sti-P3) |  | Fiberglass reinforced plastic |  | 1901-01-01 |  | Catchment Basin, Single walled catchment basin | Flow Rest 90% Full | Flow Rest 90% Full | [11 empty] | UST Currently In Use: 0; UST Temp Close: 0; AST Currently In Use: 0; AST Temp Closed: 0 | 0 | 0 | 2 | 16968-073-015155 | VESTAVIA COUNTRY CLUB
40540 | Permanently Closed | 1995-03-21 | 1974-01-01 | 1995-03-21 | Petroleum | Unleaded gasoline | Unleaded gasoline | Retail | Steel | Steel |  | Painted or None | Steel |  | 1901-01-01 | [15 empty] | UST Currently In Use: 1; UST Temp Close: 0; AST Currently In Use: 0; AST Temp Closed: 0 | 1 | 0 | 3 | 23342-121-005814 | CLEAR CREEK HARBOR MARINA LLC
40541 | Permanently Closed | 1995-03-21 | 1974-01-01 | 1995-03-21 | Petroleum | Unleaded gasoline | Unleaded gasoline | Retail | Steel | Steel |  | Painted or None | Steel |  | 1901-01-01 | [15 empty] | UST Currently In Use: 1; UST Temp Close: 0; AST Currently In Use: 0; AST Temp Closed: 0 | 1 | 0 | 3 | 23342-121-005814 | CLEAR CREEK HARBOR MARINA LLC
40542 | Permanently Closed | 1993-03-21 | 1974-01-01 | 1995-03-21 | Petroleum | Unleaded gasoline | Unleaded gasoline |  | Steel | Steel |  | Painted or None | Steel |  | 1901-01-01 | [15 empty] | UST Currently In Use: 1; UST Temp Close: 0; AST Currently In Use: 0; AST Temp Closed: 0 | 1 | 0 | 3 | 23342-121-005814 | CLEAR CREEK HARBOR MARINA LLC
40543 | Currently in Use |  | 1981-01-01 |  | Petroleum | Unleaded gasoline | Unleaded gasoline | Retail | Fiberglass reinforced plastic, Single Wall | Single Wall |  |  | Fiberglass reinforced plastic, Single Wall |  | 1901-01-01 |  | Catchment Basin, Single walled catchment basin | Automatic shutoff device At 95% full | Automatic shutoff device At 95% full |  |  | Automatic Tank Gauge |  | Automatic flow restrictor (MLLD) | Automatic flow restrictor (MLLD) |  |  | Annual line testing | Annual line testing |  | UST Currently In Use: 3; UST Temp Close: 0; AST Currently In Use: 0; AST Temp Closed: 0 | 3 | 0 | 1 | 21494-073-005303 | NAZLEEN S WALJI
40544 | Currently in Use |  | 1981-01-01 |  | Petroleum | Unleaded gasoline | Unleaded gasoline | Retail | Fiberglass reinforced plastic, Single Wall | Single Wall |  |  | Fiberglass reinforced plastic, Single Wall |  | 1901-01-01 |  | Catchment Basin, Single walled catchment basin | Automatic shutoff device At 95% full | Automatic shutoff device At 95% full |  |  | Automatic Tank Gauge |  | Automatic flow restrictor (MLLD) | Automatic flow restrictor (MLLD) |  |  | Annual line testing | Annual line testing |  | UST Currently In Use: 3; UST Temp Close: 0; AST Currently In Use: 0; AST Temp Closed: 0 | 3 | 0 | 1 | 21494-073-005303 | NAZLEEN S WALJI
40545 | Currently in Use |  | 1981-01-01 |  | Petroleum | Premium gasoline | Premium gasoline | Retail | Fiberglass reinforced plastic, Single Wall | Single Wall |  |  | Fiberglass reinforced plastic, Single Wall |  | 1901-01-01 |  | Catchment Basin, Single walled catchment basin | Automatic shutoff device At 95% full | Automatic shutoff device At 95% full |  |  | Automatic Tank Gauge |  | Automatic flow restrictor (MLLD) | Automatic flow restrictor (MLLD) |  |  | Annual line testing | Annual line testing |  | UST Currently In Use: 3; UST Temp Close: 0; AST Currently In Use: 0; AST Temp Closed: 0 | 3 | 0 | 1 | 21494-073-005303 | NAZLEEN S WALJI
40546 | Permanently Closed | 1994-09-14 | 1981-01-01 | 1994-09-14 | Petroleum | Used oil | Used oil |  | Fiberglass reinforced plastic | Fiberglass reinforced plastic |  |  | Fiberglass reinforced plastic |  | 1901-01-01 | None | [14 empty] | UST Currently In Use: 3; UST Temp Close: 0; AST Currently In Use: 0; AST Temp Closed: 0 | 3 | 0 | 1 | 21494-073-005303 | NAZLEEN S WALJI
40547 | Permanently Closed | 1990-02-27 | 1964-01-01 | 1990-02-27 | Petroleum | Unleaded gasoline | Unleaded gasoline |  | Steel | Steel |  | Painted or None | Steel |  | 1901-01-01 | [15 empty] | UST Currently In Use: 0; UST Temp Close: 1; AST Currently In Use: 0; AST Temp Closed: 0 | 0 | 1 | 3 | 16971-073-009252 | JOHN BUZBEE
40548 | Permanently Closed | 1990-02-27 | 1964-01-01 | 1990-02-27 | Petroleum | Unleaded gasoline | Unleaded gasoline |  | Steel | Steel |  | Painted or None | Steel |  | 1901-01-01 | [15 empty] | UST Currently In Use: 0; UST Temp Close: 1; AST Currently In Use: 0; AST Temp Closed: 0 | 0 | 1 | 3 | 16971-073-009252 | JOHN BUZBEE
40549 | Permanently Closed | 1990-02-27 | 1964-01-01 | 1990-02-27 | Petroleum | Unleaded gasoline | Unleaded gasoline |  | Steel | Steel |  | Painted or None | Steel |  | 1901-01-01 | [15 empty] | UST Currently In Use: 0; UST Temp Close: 1; AST Currently In Use: 0; AST Temp Closed: 0 | 0 | 1 | 3 | 16971-073-009252 | JOHN BUZBEE
40550 | Temporary Closed | 2010-11-29 | 1988-06-01 |  | Petroleum | On road diesel | On road diesel | Retail | Steel | Steel | Coated & cathodic protection (sti-P3) |  | Fiberglass reinforced plastic |  | 1901-01-01 | Other, FLXS ISOLA | Catchment Basin, Single walled catchment basin | Flow Rest 90% Full | Flow Rest 90% Full |  |  | Statistical Inventory Reconciliation (SIR) |  | Automatic flow restrictor (MLLD) | Automatic flow restrictor (MLLD) |  |  | Statistical inventory reconciliation (SIR) | Statistical inventory reconciliation (SIR) |  | UST Currently In Use: 0; UST Temp Close: 1; AST Currently In Use: 0; AST Temp Closed: 0 | 0 | 1 | 3 | 16971-073-009252 | JOHN BUZBEE
40551 | Permanently Closed | 1990-09-04 | 1965-01-01 | 1990-09-04 | Petroleum | Unleaded gasoline | Unleaded gasoline |  | Steel | Steel |  | Painted or None | Steel |  | 1901-01-01 | [15 empty] | UST Currently In Use: 0; UST Temp Close: 0; AST Currently In Use: 0; AST Temp Closed: 0 | 0 | 0 | 1 | 16972-073-006461 | SALVATION ARMY OF BIRMINGHAM
40552 | Permanently Closed | 1990-11-01 | 1963-01-01 | 1990-11-01 | Petroleum | Unleaded gasoline | Unleaded gasoline |  | Steel | Steel |  | Painted or None | Steel |  | 1901-01-01 | [15 empty] | UST Currently In Use: 0; UST Temp Close: 0; AST Currently In Use: 0; AST Temp Closed: 0 | 0 | 0 | 2 | 16973-073-002494 | LOUIE RITCHIE
40553 | Permanently Closed | 1990-11-01 | 1963-01-01 | 1990-11-01 | Petroleum | Unleaded gasoline | Unleaded gasoline |  | Steel | Steel |  | Painted or None | Steel |  | 1901-01-01 | [15 empty] | UST Currently In Use: 0; UST Temp Close: 0; AST Currently In Use: 0; AST Temp Closed: 0 | 0 | 0 | 2 | 16973-073-002494 | LOUIE RITCHIE
40554 | Permanently Closed | 2005-01-01 | 1990-03-09 | 2024-11-26 | Petroleum | Unleaded gasoline | Unleaded gasoline | Retail | Steel | Steel | Coated & cathodic protection (sti-P3) |  | Fiberglass reinforced plastic |  | 1901-01-01 |  | Catchment Basin, Single walled catchment basin | Automatic shutoff device At 95% full | Automatic shutoff device At 95% full | [11 empty] | UST Currently In Use: 0; UST Temp Close: 0; AST Currently In Use: 0; AST Temp Closed: 0 | 0 | 0 | 2 | 16974-073-015159 | MABEL GILBERT C/O JEAN GILBERT
40555 | Permanently Closed | 2005-01-01 | 1990-03-09 | 2024-11-26 | Petroleum | Premium gasoline | Premium gasoline | Retail | Steel | Steel | Coated & cathodic protection (sti-P3) |  | Fiberglass reinforced plastic |  | 1901-01-01 |  | Catchment Basin, Single walled catchment basin | Automatic shutoff device At 95% full | Automatic shutoff device At 95% full | [11 empty] | UST Currently In Use: 0; UST Temp Close: 0; AST Currently In Use: 0; AST Temp Closed: 0 | 0 | 0 | 2 | 16974-073-015159 | MABEL GILBERT C/O JEAN GILBERT
40556 | Currently in Use |  | 1989-01-01 |  | Petroleum | Unleaded gasoline | Unleaded gasoline | Retail | Single Wall, Steel | Steel | Coated & cathodic protection (sti-P3) |  | Double Wall, Flexible |  |  |  | Catchment Basin, Single walled catchment basin | Automatic shutoff device At 95% full | Automatic shutoff device At 95% full |  |  | Continuous Automatic Tank Gauge |  | Automatic flow restrictor (MLLD), Containment Sump | Containment Sump |  | SENSOR TO ATG | Annual line testing | Annual line testing |  | UST Currently In Use: 3; UST Temp Close: 0; AST Currently In Use: 0; AST Temp Closed: 0 | 3 | 0 | 0 | 15201-077-014865 | VULCAN OIL COMPANY INC.
40557 | Currently in Use |  | 1989-01-01 |  | Petroleum | Premium gasoline | Premium gasoline | Retail | Single Wall, Steel | Steel | Coated & cathodic protection (sti-P3) |  | Double Wall, Flexible |  |  |  | Catchment Basin, Single walled catchment basin | Automatic shutoff device At 95% full | Automatic shutoff device At 95% full |  |  | Continuous Automatic Tank Gauge |  | Automatic flow restrictor (MLLD), Containment Sump | Containment Sump |  | SENSOR TO ATG | Annual line testing | Annual line testing |  | UST Currently In Use: 3; UST Temp Close: 0; AST Currently In Use: 0; AST Temp Closed: 0 | 3 | 0 | 0 | 15201-077-014865 | VULCAN OIL COMPANY INC.
40558 | Currently in Use |  | 1989-01-01 |  | Petroleum | On road diesel | On road diesel | Retail | Single Wall, Steel | Steel | Coated & cathodic protection (sti-P3) |  | Double Wall, Flexible |  |  |  | Catchment Basin, Single walled catchment basin | Automatic shutoff device At 95% full | Automatic shutoff device At 95% full |  |  | Continuous Automatic Tank Gauge |  | Automatic flow restrictor (MLLD), Containment Sump | Containment Sump |  | SENSOR TO ATG | Annual line testing | Annual line testing |  | UST Currently In Use: 3; UST Temp Close: 0; AST Currently In Use: 0; AST Temp Closed: 0 | 3 | 0 | 0 | 15201-077-014865 | VULCAN OIL COMPANY INC.
40559 | Currently in Use |  | 1989-01-01 |  | Petroleum | Unleaded gasoline | Unleaded gasoline | Retail | Single Wall, Steel | Steel | Coated & cathodic protection (sti-P3) |  | Fiberglass reinforced plastic, Single Wall |  |  | Galvanic Cathodic, FLEX CONNS | Catchment Basin, Single walled catchment basin | Automatic shutoff device At 95% full, Flow Rest 90% Full | Flow Rest 90% Full |  |  | Continuous Automatic Tank Gauge | Direct Bury submersible pump | Automatic flow restrictor (MLLD) | Automatic flow restrictor (MLLD) |  |  | Annual line testing | Annual line testing |  | UST Currently In Use: 3; UST Temp Close: 0; AST Currently In Use: 0; AST Temp Closed: 0 | 3 | 0 | 0 | 25322-077-014866 | RAMESHCKANDRA PATEL
40560 | Currently in Use |  | 1989-01-01 |  | Petroleum | Mid-grade gasoline | Mid-grade gasoline | Retail | Single Wall, Steel | Steel | Coated & cathodic protection (sti-P3) |  | Fiberglass reinforced plastic, Single Wall |  |  | Galvanic Cathodic, FLEX CONNS | Catchment Basin, Single walled catchment basin | Flow Rest 90% Full | Flow Rest 90% Full |  |  | Continuous Automatic Tank Gauge | Direct Bury submersible pump | Automatic flow restrictor (MLLD) | Automatic flow restrictor (MLLD) |  |  | Annual line testing | Annual line testing |  | UST Currently In Use: 3; UST Temp Close: 0; AST Currently In Use: 0; AST Temp Closed: 0 | 3 | 0 | 0 | 25322-077-014866 | RAMESHCKANDRA PATEL
40561 | Currently in Use |  | 1989-01-01 |  | Petroleum | Premium gasoline | Premium gasoline | Retail | Single Wall, Steel | Steel | Coated & cathodic protection (sti-P3) |  | Fiberglass reinforced plastic, Single Wall |  |  | Galvanic Cathodic, FLEX CONNS | Catchment Basin, Single walled catchment basin | Automatic shutoff device At 95% full, Flow Rest 90% Full | Flow Rest 90% Full |  |  | Continuous Automatic Tank Gauge | Direct Bury submersible pump | Automatic flow restrictor (MLLD) | Automatic flow restrictor (MLLD) |  |  | Annual line testing | Annual line testing |  | UST Currently In Use: 3; UST Temp Close: 0; AST Currently In Use: 0; AST Temp Closed: 0 | 3 | 0 | 0 | 25322-077-014866 | RAMESHCKANDRA PATEL
40562 | Cannot Locate or abandoned | 1988-12-25 | 1975-01-01 |  | Petroleum | Unleaded gasoline | Unleaded gasoline |  | Steel | Steel |  | Painted or None | Steel |  | 1901-01-01 | [15 empty] | UST Currently In Use: 0; UST Temp Close: 0; AST Currently In Use: 0; AST Temp Closed: 0 | 0 | 0 | 0 | 16977-009-003419 | D R & BETTY S THOMPSON
40563 | Cannot Locate or abandoned | 1988-12-25 | 1975-01-01 |  | Petroleum | Unleaded gasoline | Unleaded gasoline |  | Steel | Steel |  | Painted or None | Steel |  | 1901-01-01 | [15 empty] | UST Currently In Use: 0; UST Temp Close: 0; AST Currently In Use: 0; AST Temp Closed: 0 | 0 | 0 | 0 | 16977-009-003419 | D R & BETTY S THOMPSON
40564 | Cannot Locate or abandoned | 1988-12-25 | 1975-01-01 |  | Petroleum | Unleaded gasoline | Unleaded gasoline |  | Steel | Steel |  | Painted or None | Steel |  | 1901-01-01 | [15 empty] | UST Currently In Use: 0; UST Temp Close: 0; AST Currently In Use: 0; AST Temp Closed: 0 | 0 | 0 | 0 | 16977-009-003419 | D R & BETTY S THOMPSON
40565 | Cannot Locate or abandoned | 1988-12-25 | 1975-01-01 |  | Petroleum | On road diesel | On road diesel |  | Steel | Steel |  | Painted or None | Steel |  | 1901-01-01 | [15 empty] | UST Currently In Use: 0; UST Temp Close: 0; AST Currently In Use: 0; AST Temp Closed: 0 | 0 | 0 | 0 | 16977-009-003419 | D R & BETTY S THOMPSON
40566 | Permanently Closed | 1991-09-26 | 1974-01-01 | 1992-05-05 | Petroleum | Other, EMPTY | Other |  | Steel | Steel |  | Painted or None | Steel |  | 1901-01-01 | [15 empty] | UST Currently In Use: 0; UST Temp Close: 0; AST Currently In Use: 0; AST Temp Closed: 0 | 0 | 0 | 2 | 16978-089-006226 | E B CLACK & SONS & WIFE
40567 | Permanently Closed | 1992-05-05 | 1974-01-01 | 1992-05-05 | Petroleum | Unleaded gasoline | Unleaded gasoline |  | Steel | Steel |  | Painted or None | Steel |  | 1901-01-01 | [15 empty] | UST Currently In Use: 0; UST Temp Close: 0; AST Currently In Use: 0; AST Temp Closed: 0 | 0 | 0 | 2 | 16978-089-006226 | E B CLACK & SONS & WIFE
40571 | Permanently Closed | 1998-08-24 | 1973-01-01 | 1998-08-24 | Hazardous Substance |  |  |  | Steel | Steel |  | Painted or None | Fiberglass reinforced plastic |  | 1901-01-01 | [15 empty] | UST Currently In Use: 0; UST Temp Close: 0; AST Currently In Use: 0; AST Temp Closed: 0 | 0 | 0 | 3 | 20014-089-001638 | HARSCO CORPORATION
40572 | Permanently Closed | 1998-08-24 | 1973-01-01 | 1998-08-24 | Hazardous Substance |  |  |  | Steel | Steel |  | Painted or None | Fiberglass reinforced plastic |  | 1901-01-01 | [15 empty] | UST Currently In Use: 0; UST Temp Close: 0; AST Currently In Use: 0; AST Temp Closed: 0 | 0 | 0 | 3 | 20014-089-001638 | HARSCO CORPORATION
40573 | Permanently Closed | 1998-08-24 | 1977-01-01 | 1998-08-24 | Petroleum | Unleaded gasoline | Unleaded gasoline |  | Steel | Steel |  | Painted or None | Steel |  | 1901-01-01 | [15 empty] | UST Currently In Use: 0; UST Temp Close: 0; AST Currently In Use: 0; AST Temp Closed: 0 | 0 | 0 | 3 | 20014-089-001638 | HARSCO CORPORATION
40574 | Temporary Closed | 2024-09-01 | 1990-01-01 |  | Petroleum | On road diesel | On road diesel | Emergency Power Generator, Local Government | Fiberglass coated steel, Single Wall | Single Wall |  |  | Double Wall, Flexible |  | 1901-01-01 |  | Catchment Basin, Single walled catchment basin | Automatic shutoff device At 95% full | Automatic shutoff device At 95% full | [11 empty] | UST Currently In Use: 0; UST Temp Close: 1; AST Currently In Use: 0; AST Temp Closed: 0 | 0 | 1 | 0 | 16981-095-014869 | CITY OF ARAB SEWER BOARD
40575 | Currently in Use |  | 1990-02-01 |  | Petroleum | On road diesel | On road diesel | Emergency Power Generator, Local Government | Fiberglass coated steel, Single Wall | Single Wall |  |  | Fiberglass reinforced plastic, Single Wall, BLCK IRON |  | 1901-01-01 | Other, DOUBLEWALL | Catchment Basin, Single walled catchment basin | Flow Rest 90% Full | Flow Rest 90% Full |  |  | Manual Tank Gauging (only tanks 1000 gal. or less and 48” or 64” in diameter) | [8 empty] | UST Currently In Use: 1; UST Temp Close: 0; AST Currently In Use: 0; AST Temp Closed: 0 | 1 | 0 | 0 | 16981-043-014871 | CITY OF ARAB SEWER BOARD
40576 | Permanently Closed | 1992-10-21 | 1990-01-01 | 1992-10-21 | Petroleum | Unleaded gasoline | Unleaded gasoline |  | Steel | Steel | Coated & cathodic protection (sti-P3) |  | Steel |  | 1901-01-01 | [15 empty] | UST Currently In Use: 0; UST Temp Close: 0; AST Currently In Use: 0; AST Temp Closed: 0 | 0 | 0 | 3 | 16982-071-014870 | MIKE MORRIS
40577 | Permanently Closed | 1992-10-21 | 1990-01-01 | 1992-10-21 | Petroleum | Unleaded gasoline | Unleaded gasoline |  | Steel | Steel | Coated & cathodic protection (sti-P3) |  | Steel |  | 1901-01-01 | [15 empty] | UST Currently In Use: 0; UST Temp Close: 0; AST Currently In Use: 0; AST Temp Closed: 0 | 0 | 0 | 3 | 16982-071-014870 | MIKE MORRIS
40578 | Permanently Closed | 1992-10-21 | 1990-01-01 | 1992-10-21 | Petroleum | Unleaded gasoline | Unleaded gasoline |  | Steel | Steel | Coated & cathodic protection (sti-P3) |  | Steel |  | 1901-01-01 | [15 empty] | UST Currently In Use: 0; UST Temp Close: 0; AST Currently In Use: 0; AST Temp Closed: 0 | 0 | 0 | 3 | 16982-071-014870 | MIKE MORRIS
40579 | Currently in Use |  | 1990-03-28 |  | Petroleum | Premium gasoline | Premium gasoline | Retail | Single Wall, Steel | Steel | Coated & cathodic protection (sti-P3), Field installed cathodic protection |  | Double Wall, Fiberglass reinforced plastic |  |  |  | Catchment Basin, Single walled catchment basin | Flow Rest 90% Full | Flow Rest 90% Full |  |  | Continuous Automatic Tank Gauge |  | Automatic flow restrictor (MLLD) | Automatic flow restrictor (MLLD) |  |  | Annual line testing | Annual line testing |  | UST Currently In Use: 5; UST Temp Close: 0; AST Currently In Use: 0; AST Temp Closed: 0 | 5 | 0 | 0 | 22836-071-014872 | M & R UNITED, INC.
40580 | Currently in Use |  | 1990-03-28 |  | Petroleum | Unleaded gasoline | Unleaded gasoline | Retail | Single Wall, Steel | Steel | Coated & cathodic protection (sti-P3), Field installed cathodic protection |  | Double Wall, Fiberglass reinforced plastic |  |  |  | Catchment Basin, Single walled catchment basin | Flow Rest 90% Full | Flow Rest 90% Full |  |  | Continuous Automatic Tank Gauge |  | Automatic flow restrictor (MLLD) | Automatic flow restrictor (MLLD) |  |  | Annual line testing | Annual line testing |  | UST Currently In Use: 5; UST Temp Close: 0; AST Currently In Use: 0; AST Temp Closed: 0 | 5 | 0 | 0 | 22836-071-014872 | M & R UNITED, INC.
40581 | Currently in Use |  | 1990-03-28 |  | Petroleum | Unleaded gasoline | Unleaded gasoline | Retail | Single Wall, Steel | Steel | Coated & cathodic protection (sti-P3), Field installed cathodic protection |  | Double Wall, Fiberglass reinforced plastic |  |  |  | Catchment Basin, Single walled catchment basin | Flow Rest 90% Full | Flow Rest 90% Full |  |  | Continuous Automatic Tank Gauge |  | Other, MANIFOLDED | Other |  |  | Other, MANIFOLDED | Other |  | UST Currently In Use: 5; UST Temp Close: 0; AST Currently In Use: 0; AST Temp Closed: 0 | 5 | 0 | 0 | 22836-071-014872 | M & R UNITED, INC.
40582 | Currently in Use |  | 1990-03-28 |  | Petroleum | On road diesel | On road diesel | Retail | Single Wall, Steel | Steel | Coated & cathodic protection (sti-P3), Field installed cathodic protection |  | Double Wall, Fiberglass reinforced plastic |  |  |  | Catchment Basin, Single walled catchment basin | Flow Rest 90% Full | Flow Rest 90% Full |  |  | Continuous Automatic Tank Gauge |  | Automatic flow restrictor (MLLD) | Automatic flow restrictor (MLLD) |  |  | Annual line testing | Annual line testing |  | UST Currently In Use: 5; UST Temp Close: 0; AST Currently In Use: 0; AST Temp Closed: 0 | 5 | 0 | 0 | 22836-071-014872 | M & R UNITED, INC.
40583 | Currently in Use |  | 1990-03-28 |  | Petroleum | Kerosene | Kerosene | Retail | Single Wall, Steel | Steel | Coated & cathodic protection (sti-P3), Field installed cathodic protection |  | Double Wall, Fiberglass reinforced plastic |  |  |  | Catchment Basin, Single walled catchment basin | Flow Rest 90% Full | Flow Rest 90% Full |  |  | Continuous Automatic Tank Gauge |  | Automatic flow restrictor (MLLD) | Automatic flow restrictor (MLLD) |  |  | Annual line testing | Annual line testing |  | UST Currently In Use: 5; UST Temp Close: 0; AST Currently In Use: 0; AST Temp Closed: 0 | 5 | 0 | 0 | 22836-071-014872 | M & R UNITED, INC.
40584 | Temporary Closed | 2009-09-07 | 1985-01-01 |  | Petroleum | Unleaded gasoline | Unleaded gasoline | Retail | Single Wall, Steel | Steel | Coated & cathodic protection (sti-P3), Field installed cathodic protection |  | Single Wall, Steel |  |  | Field installed cathodic protection | Catchment Basin, Single walled catchment basin | Automatic shutoff device At 95% full | Automatic shutoff device At 95% full |  |  | Statistical Inventory Reconciliation (SIR) |  | Automatic flow restrictor (MLLD), Containment Sump | Containment Sump |  |  | Statistical inventory reconciliation (SIR) | Statistical inventory reconciliation (SIR) |  | UST Currently In Use: 0; UST Temp Close: 2; AST Currently In Use: 0; AST Temp Closed: 0 | 0 | 2 | 0 | 23672-055-014874 | EMAD M SULEIMAN
40585 | Temporary Closed | 2009-10-07 | 1985-01-01 |  | Petroleum | Premium gasoline | Premium gasoline | Retail | Single Wall, Steel | Steel | Coated & cathodic protection (sti-P3), Field installed cathodic protection |  | Single Wall, Steel |  |  | Field installed cathodic protection | Catchment Basin, Single walled catchment basin | Automatic shutoff device At 95% full | Automatic shutoff device At 95% full |  |  | Statistical Inventory Reconciliation (SIR) |  | Automatic flow restrictor (MLLD), Containment Sump | Containment Sump |  |  | Statistical inventory reconciliation (SIR) | Statistical inventory reconciliation (SIR) |  | UST Currently In Use: 0; UST Temp Close: 2; AST Currently In Use: 0; AST Temp Closed: 0 | 0 | 2 | 0 | 23672-055-014874 | EMAD M SULEIMAN
40586 |  | 1993-06-01 | 1978-01-01 |  | Petroleum | Unleaded gasoline | Unleaded gasoline |  | Steel | Steel | Interior lined (not allowed as a standalone method of corrosion protection) |  | Steel |  | 1901-01-01 | [6 empty] | Statistical Inventory Reconciliation (SIR) | [8 empty] | UST Currently In Use: 0; UST Temp Close: 0; AST Currently In Use: 0; AST Temp Closed: 0 | 0 | 0 | 0 | 16985-043-008861 | COUNTRY FOOD MART & DELI
40587 |  | 1993-06-01 | 1978-01-01 |  | Petroleum | Unleaded gasoline | Unleaded gasoline |  | Steel | Steel |  | Painted or None | Steel |  | 1901-01-01 | [6 empty] | Statistical Inventory Reconciliation (SIR) | [8 empty] | UST Currently In Use: 0; UST Temp Close: 0; AST Currently In Use: 0; AST Temp Closed: 0 | 0 | 0 | 0 | 16985-043-008861 | COUNTRY FOOD MART & DELI
40588 | Temporary Closed | 2009-09-30 | 1990-03-27 |  | Petroleum | Unleaded gasoline | Unleaded gasoline | Retail | Single Wall, Steel | Steel | Coated & cathodic protection (sti-P3) |  | Fiberglass reinforced plastic, Single Wall |  |  |  | Catchment Basin, Single walled catchment basin | Flow Rest 90% Full | Flow Rest 90% Full |  |  | Statistical Inventory Reconciliation (SIR) | [8 empty] | UST Currently In Use: 0; UST Temp Close: 2; AST Currently In Use: 0; AST Temp Closed: 0 | 0 | 2 | 0 | 21910-055-005716 | DAVID SHABANI
40589 | Temporary Closed | 2009-09-30 | 1990-03-27 |  | Petroleum | Premium gasoline | Premium gasoline | Retail | Single Wall, Steel | Steel | Coated & cathodic protection (sti-P3) |  | Fiberglass reinforced plastic, Single Wall |  |  |  | Catchment Basin, Single walled catchment basin | Flow Rest 90% Full | Flow Rest 90% Full |  |  | Statistical Inventory Reconciliation (SIR) | [8 empty] | UST Currently In Use: 0; UST Temp Close: 2; AST Currently In Use: 0; AST Temp Closed: 0 | 0 | 2 | 0 | 21910-055-005716 | DAVID SHABANI
40590 | Permanently Closed | 1998-05-08 | 1978-01-01 | 1998-05-08 | Petroleum | Unleaded gasoline | Unleaded gasoline |  | Steel | Steel |  |  | Steel |  | 1901-01-01 | [6 empty] | Other | [5 empty] | Annual line testing | Annual line testing |  | UST Currently In Use: 0; UST Temp Close: 0; AST Currently In Use: 0; AST Temp Closed: 0 | 0 | 0 | 2 | 16987-095-014876 | CITY OF ARAB
40591 | Permanently Closed | 1998-05-08 | 1978-01-01 | 1998-05-08 | Petroleum | On road diesel | On road diesel |  | Steel | Steel |  |  | Steel |  | 1901-01-01 | [6 empty] | Other | [8 empty] | UST Currently In Use: 0; UST Temp Close: 0; AST Currently In Use: 0; AST Temp Closed: 0 | 0 | 0 | 2 | 16987-095-014876 | CITY OF ARAB
40592 |  | 2001-10-11 | 1990-01-01 |  | Petroleum | Unleaded gasoline | Unleaded gasoline | Retail | Steel | Steel | Coated & cathodic protection (sti-P3) |  | Fiberglass reinforced plastic |  | 1901-01-01 |  | Catchment Basin, Single walled catchment basin | Flow Rest 90% Full | Flow Rest 90% Full |  |  | Automatic Tank Gauge, Statistical Inventory Reconciliation (SIR) | [5 empty] | Statistical inventory reconciliation (SIR) | Statistical inventory reconciliation (SIR) |  | UST Currently In Use: 0; UST Temp Close: 0; AST Currently In Use: 0; AST Temp Closed: 0 | 0 | 0 | 0 | 20650-043-014877 | JACOBS GROCERY & HARDWARE
40593 |  | 2001-10-11 | 1990-01-01 |  | Petroleum | Unleaded gasoline | Unleaded gasoline | Retail | Steel | Steel | Coated & cathodic protection (sti-P3) |  | Fiberglass reinforced plastic |  | 1901-01-01 |  | Catchment Basin, Single walled catchment basin | Flow Rest 90% Full | Flow Rest 90% Full |  |  | Automatic Tank Gauge, Statistical Inventory Reconciliation (SIR) | [5 empty] | Statistical inventory reconciliation (SIR) | Statistical inventory reconciliation (SIR) |  | UST Currently In Use: 0; UST Temp Close: 0; AST Currently In Use: 0; AST Temp Closed: 0 | 0 | 0 | 0 | 20650-043-014877 | JACOBS GROCERY & HARDWARE
40594 | Currently in Use |  | 1988-01-01 |  | Petroleum | On road diesel | On road diesel | Emergency Power Generator, Industrial | Single Wall, Steel | Steel | Coated & cathodic protection (sti-P3) |  | Single Wall, COPPER |  |  | Other, SEC. CONT. | Catchment Basin, Single walled catchment basin | Flow Rest 90% Full | Flow Rest 90% Full |  |  | Automatic Tank Gauge, Other | [8 empty] | UST Currently In Use: 1; UST Temp Close: 0; AST Currently In Use: 0; AST Temp Closed: 0 | 1 | 0 | 0 | 17986-055-014878 | SOUTHEASTERN PSYCHIATRIC MANAGEMENT
40595 | Currently in Use |  | 1990-01-01 |  | Petroleum | On road diesel | On road diesel | Retail | Single Wall, Steel | Steel | Coated & cathodic protection (sti-P3) |  | Fiberglass reinforced plastic, Single Wall |  |  |  | Catchment Basin, Single walled catchment basin | Flow Rest 90% Full | Flow Rest 90% Full |  |  | Statistical Inventory Reconciliation (SIR) | [8 empty] | UST Currently In Use: 3; UST Temp Close: 0; AST Currently In Use: 0; AST Temp Closed: 0 | 3 | 0 | 0 | 17904-055-014879 | JEFFREY A. BROWN
40596 | Currently in Use |  | 1990-01-01 |  | Petroleum | Premium gasoline | Premium gasoline | Retail | Single Wall, Steel, 2P/4OFFRD | Steel | Coated & cathodic protection (sti-P3) |  | Fiberglass reinforced plastic, Single Wall, 4K/2K |  |  |  | Catchment Basin, Single walled catchment basin | Flow Rest 90% Full | Flow Rest 90% Full |  |  | Statistical Inventory Reconciliation (SIR) | [8 empty] | UST Currently In Use: 3; UST Temp Close: 0; AST Currently In Use: 0; AST Temp Closed: 0 | 3 | 0 | 0 | 17904-055-014879 | JEFFREY A. BROWN
40597 | Currently in Use |  | 1989-12-05 |  | Petroleum | Unleaded gasoline | Unleaded gasoline | Retail | Steel | Steel | Coated & cathodic protection (sti-P3) |  | Fiberglass reinforced plastic |  |  | Other, FLEX CONNS | Catchment Basin, Single walled catchment basin | Automatic shutoff device At 95% full, Flow Rest 90% Full | Flow Rest 90% Full |  |  | Continuous Automatic Tank Gauge |  | Automatic shutoff device (AELLD) | Automatic shutoff device (AELLD) | [5 empty] | UST Currently In Use: 4; UST Temp Close: 0; AST Currently In Use: 0; AST Temp Closed: 0 | 4 | 0 | 0 | 21469-055-014883 | TPJS, LLC
40598 | Currently in Use |  | 1989-12-05 |  | Petroleum | On road diesel | On road diesel | Retail | Steel | Steel | Coated & cathodic protection (sti-P3) |  | Fiberglass reinforced plastic |  |  | Other, FLEX CONNS | Catchment Basin, Single walled catchment basin | Automatic shutoff device At 95% full, Flow Rest 90% Full | Flow Rest 90% Full |  |  | Continuous Automatic Tank Gauge |  | Automatic shutoff device (AELLD) | Automatic shutoff device (AELLD) |  |  | Annual line testing | Annual line testing |  | UST Currently In Use: 4; UST Temp Close: 0; AST Currently In Use: 0; AST Temp Closed: 0 | 4 | 0 | 0 | 21469-055-014883 | TPJS, LLC
40599 | Currently in Use |  | 1989-12-05 |  | Petroleum | Premium gasoline | Premium gasoline | Retail | Steel | Steel | Coated & cathodic protection (sti-P3) |  | Fiberglass reinforced plastic |  |  | Other, FLEX CONNS | Catchment Basin, Single walled catchment basin | Automatic shutoff device At 95% full, Flow Rest 90% Full | Flow Rest 90% Full |  |  | Continuous Automatic Tank Gauge |  | Automatic shutoff device (AELLD) | Automatic shutoff device (AELLD) | [5 empty] | UST Currently In Use: 4; UST Temp Close: 0; AST Currently In Use: 0; AST Temp Closed: 0 | 4 | 0 | 0 | 21469-055-014883 | TPJS, LLC
40600 | Currently in Use |  | 1989-12-05 |  | Petroleum | Kerosene | Kerosene | Retail | Steel | Steel | Coated & cathodic protection (sti-P3) |  | Fiberglass reinforced plastic |  |  | Other, FLEX CONNS | Catchment Basin, Single walled catchment basin | Automatic shutoff device At 95% full, Flow Rest 90% Full | Flow Rest 90% Full |  |  | Statistical Inventory Reconciliation (SIR) | [8 empty] | UST Currently In Use: 4; UST Temp Close: 0; AST Currently In Use: 0; AST Temp Closed: 0 | 4 | 0 | 0 | 21469-055-014883 | TPJS, LLC
40601 | Permanently Closed | 1990-08-18 | 1979-01-01 | 1990-08-18 | Petroleum | On road diesel | On road diesel |  | Steel | Steel |  | Painted or None | Steel |  | 1901-01-01 | [15 empty] | UST Currently In Use: 0; UST Temp Close: 0; AST Currently In Use: 0; AST Temp Closed: 0 | 0 | 0 | 1 | 19085-055-014886 | QHG OF GADSDEN
40602 | Permanently Closed | 1994-01-01 | 1990-01-01 | 1994-01-01 | Petroleum | Unleaded gasoline | Unleaded gasoline | State/federal government | Steel | Steel | Coated & cathodic protection (sti-P3) |  | Fiberglass reinforced plastic |  | 1901-01-01 | [6 empty] | Manual Tank Gauging (only tanks 1000 gal. or less and 48” or 64” in diameter) | [8 empty] | UST Currently In Use: 0; UST Temp Close: 0; AST Currently In Use: 0; AST Temp Closed: 0 | 0 | 0 | 1 | 16993-055-014887 | GREATER GADSDEN HOUSING AUTHORITY
40603 | Temporary Closed | 2021-01-01 | 1990-01-01 |  | Petroleum | On road diesel | On road diesel | Local government | Fiberglass reinforced plastic | Fiberglass reinforced plastic |  |  | Fiberglass reinforced plastic |  | 1901-01-01 |  | Catchment Basin, Single walled catchment basin | Flow Rest 90% Full | Flow Rest 90% Full |  |  | Automatic Tank Gauge | [8 empty] | UST Currently In Use: 0; UST Temp Close: 1; AST Currently In Use: 1; AST Temp Closed: 0 | 0 | 1 | 0 | 16994-019-014888 | CHEROKEE CO BOARD OF EDUCATION
40604 | Permanently Closed | 2007-08-03 | 1990-01-01 | 2007-08-03 | Petroleum | On road diesel | On road diesel | Local government | Fiberglass reinforced plastic | Fiberglass reinforced plastic |  |  | Fiberglass reinforced plastic |  | 1901-01-01 |  | Catchment Basin, Single walled catchment basin | Flow Rest 90% Full | Flow Rest 90% Full | [11 empty] | UST Currently In Use: 0; UST Temp Close: 0; AST Currently In Use: 0; AST Temp Closed: 0 | 0 | 0 | 1 | 16994-019-014889 | CHEROKEE CO BOARD OF EDUCATION
40605 | Permanently Closed | 2009-07-01 | 1990-01-01 | 2009-07-23 | Petroleum | On road diesel | On road diesel | Local government | Fiberglass reinforced plastic | Fiberglass reinforced plastic |  |  | Fiberglass reinforced plastic |  | 1901-01-01 |  | Catchment Basin, Single walled catchment basin | Flow Rest 90% Full | Flow Rest 90% Full |  |  | Manual Tank Gauging (only tanks 1000 gal. or less and 48” or 64” in diameter) | [8 empty] | UST Currently In Use: 0; UST Temp Close: 0; AST Currently In Use: 0; AST Temp Closed: 0 | 0 | 0 | 1 | 16994-019-014891 | CHEROKEE CO BOARD OF EDUCATION
40607 | Permanently Closed | 1994-02-15 | 1988-01-01 | 1994-02-15 | Petroleum | Unleaded gasoline | Unleaded gasoline |  | Steel | Steel | Coated & cathodic protection (sti-P3) |  | Steel |  | 1901-01-01 | [12 empty] | Annual line testing | Annual line testing |  | UST Currently In Use: 3; UST Temp Close: 0; AST Currently In Use: 0; AST Temp Closed: 0 | 3 | 0 | 5 | 25265-071-001158 | LGWS/CROSS AMERICA PARTNERS
40608 | Permanently Closed | 1998-03-01 | 1988-01-01 | 1998-04-03 | Petroleum | Unleaded gasoline | Unleaded gasoline | Retail | Steel | Steel | Coated & cathodic protection (sti-P3) |  | Steel |  | 1901-01-01 |  | Catchment Basin, Single walled catchment basin | Flow Rest 90% Full | Flow Rest 90% Full |  |  | Manual Tank Gauging (only tanks 1000 gal. or less and 48” or 64” in diameter) | [5 empty] | Annual line testing | Annual line testing |  | UST Currently In Use: 3; UST Temp Close: 0; AST Currently In Use: 0; AST Temp Closed: 0 | 3 | 0 | 5 | 25265-071-001158 | LGWS/CROSS AMERICA PARTNERS
40609 | Permanently Closed | 1998-03-01 | 1988-01-01 | 1998-04-03 | Petroleum | Unleaded gasoline | Unleaded gasoline | Retail | Steel | Steel | Coated & cathodic protection (sti-P3) |  | Steel |  | 1901-01-01 |  | Catchment Basin, Single walled catchment basin | Flow Rest 90% Full | Flow Rest 90% Full |  |  | Manual Tank Gauging (only tanks 1000 gal. or less and 48” or 64” in diameter) | [5 empty] | Annual line testing | Annual line testing |  | UST Currently In Use: 3; UST Temp Close: 0; AST Currently In Use: 0; AST Temp Closed: 0 | 3 | 0 | 5 | 25265-071-001158 | LGWS/CROSS AMERICA PARTNERS
40610 | Permanently Closed | 1998-03-01 | 1988-01-01 | 1998-04-03 | Petroleum | On road diesel | On road diesel | Retail | Steel | Steel | Coated & cathodic protection (sti-P3) |  | Steel |  | 1901-01-01 |  | Catchment Basin, Single walled catchment basin | Flow Rest 90% Full | Flow Rest 90% Full | [8 empty] | Annual line testing | Annual line testing |  | UST Currently In Use: 3; UST Temp Close: 0; AST Currently In Use: 0; AST Temp Closed: 0 | 3 | 0 | 5 | 25265-071-001158 | LGWS/CROSS AMERICA PARTNERS
40611 | Permanently Closed | 1998-06-01 | 1988-01-01 | 1998-06-27 | Petroleum | Unleaded gasoline | Unleaded gasoline |  | Steel | Steel | Coated & cathodic protection (sti-P3) |  | Steel |  | 1901-01-01 | [15 empty] | UST Currently In Use: 0; UST Temp Close: 0; AST Currently In Use: 0; AST Temp Closed: 0 | 0 | 0 | 3 | 20165-071-011722 | ALLEN M OVERTON
40612 | Permanently Closed | 1998-06-01 | 1988-01-01 | 1998-06-27 | Petroleum | Unleaded gasoline | Unleaded gasoline |  | Steel | Steel | Coated & cathodic protection (sti-P3) |  | Steel |  | 1901-01-01 | [15 empty] | UST Currently In Use: 0; UST Temp Close: 0; AST Currently In Use: 0; AST Temp Closed: 0 | 0 | 0 | 3 | 20165-071-011722 | ALLEN M OVERTON
40613 | Permanently Closed | 1998-06-01 | 1988-01-01 | 1998-06-27 | Petroleum | Unleaded gasoline | Unleaded gasoline |  | Steel | Steel | Coated & cathodic protection (sti-P3) |  | Steel |  | 1901-01-01 | [15 empty] | UST Currently In Use: 0; UST Temp Close: 0; AST Currently In Use: 0; AST Temp Closed: 0 | 0 | 0 | 3 | 20165-071-011722 | ALLEN M OVERTON
40614 | Currently in Use |  | 1989-01-01 |  | Petroleum | On road diesel | On road diesel | Retail | Single Wall, Steel | Steel | Coated & cathodic protection (sti-P3) |  | Fiberglass reinforced plastic, Single Wall |  |  |  | Catchment Basin, Single walled catchment basin | Automatic shutoff device At 95% full, Flow Rest 90% Full | Flow Rest 90% Full |  |  | Statistical Inventory Reconciliation (SIR) | [8 empty] | UST Currently In Use: 3; UST Temp Close: 0; AST Currently In Use: 0; AST Temp Closed: 0 | 3 | 0 | 0 | 15950-071-011722 | JAMES G SHARP
40615 | Permanently Closed | 2001-01-01 | 1977-01-01 | 2008-10-02 | Petroleum | On road diesel | On road diesel | [23 empty] | UST Currently In Use: 0; UST Temp Close: 0; AST Currently In Use: 0; AST Temp Closed: 0 | 0 | 0 | 3 | 16996-055-006229 | WHITESBORO GROCERY
40616 | Permanently Closed | 2007-01-01 | 1974-01-01 | 2008-10-02 | Petroleum | Unleaded gasoline | Unleaded gasoline | Retail | Steel | Steel | Field installed cathodic protection | Painted or None | Steel |  | 1901-01-01 | Field installed cathodic protection | Catchment Basin, Single walled catchment basin | Automatic shutoff device At 95% full, Flow Rest 90% Full | Flow Rest 90% Full |  |  | Statistical Inventory Reconciliation (SIR) | [8 empty] | UST Currently In Use: 0; UST Temp Close: 0; AST Currently In Use: 0; AST Temp Closed: 0 | 0 | 0 | 3 | 16996-055-006229 | WHITESBORO GROCERY
40617 | Permanently Closed | 2007-01-01 | 1974-01-01 | 2008-10-02 | Petroleum | Premium gasoline | Premium gasoline | Retail | Steel | Steel | Field installed cathodic protection | Painted or None | Steel |  | 1901-01-01 | Field installed cathodic protection | Catchment Basin, Single walled catchment basin | Flow Rest 90% Full | Flow Rest 90% Full |  |  | Statistical Inventory Reconciliation (SIR) | [8 empty] | UST Currently In Use: 0; UST Temp Close: 0; AST Currently In Use: 0; AST Temp Closed: 0 | 0 | 0 | 3 | 16996-055-006229 | WHITESBORO GROCERY
40618 | Permanently Closed | 2007-01-31 | 1990-02-06 | 2007-01-31 | Petroleum | Unleaded gasoline | Unleaded gasoline | Retail | Steel | Steel | Coated & cathodic protection (sti-P3) |  | Flexible |  | 1901-01-01 |  | Catchment Basin, Single walled catchment basin | Automatic shutoff device At 95% full | Automatic shutoff device At 95% full | Interstitial Monitoring within Secondary Containment |  | Automatic Tank Gauge |  |  |  | Interstitial Monitoring within Secondary Containment |  | Annual line testing | Annual line testing |  | UST Currently In Use: 0; UST Temp Close: 0; AST Currently In Use: 0; AST Temp Closed: 0 | 0 | 0 | 3 | 22035-089-014896 | ROBERT J. LENARD
40619 | Permanently Closed | 2007-01-31 | 1990-02-06 | 2007-01-31 | Petroleum | Mid-grade gasoline | Mid-grade gasoline | Retail | Steel | Steel | Coated & cathodic protection (sti-P3) |  | Flexible |  | 1901-01-01 |  | Catchment Basin, Single walled catchment basin | Automatic shutoff device At 95% full | Automatic shutoff device At 95% full | Interstitial Monitoring within Secondary Containment |  | Automatic Tank Gauge |  |  |  | Interstitial Monitoring within Secondary Containment |  | Annual line testing | Annual line testing |  | UST Currently In Use: 0; UST Temp Close: 0; AST Currently In Use: 0; AST Temp Closed: 0 | 0 | 0 | 3 | 22035-089-014896 | ROBERT J. LENARD
40620 | Permanently Closed | 2007-01-31 | 1990-02-06 | 2007-01-31 | Petroleum | Premium gasoline | Premium gasoline | Retail | Steel | Steel | Coated & cathodic protection (sti-P3) |  | Flexible |  | 1901-01-01 |  | Catchment Basin, Single walled catchment basin | Automatic shutoff device At 95% full | Automatic shutoff device At 95% full | Interstitial Monitoring within Secondary Containment |  | Automatic Tank Gauge |  |  |  | Interstitial Monitoring within Secondary Containment |  | Annual line testing | Annual line testing |  | UST Currently In Use: 0; UST Temp Close: 0; AST Currently In Use: 0; AST Temp Closed: 0 | 0 | 0 | 3 | 22035-089-014896 | ROBERT J. LENARD
40621 | Currently in Use |  | 1976-01-01 |  | Petroleum | Ethanol free gasoline | Ethanol free gasoline | Retail | Steel | Steel | Field installed cathodic protection, Interior lined (not allowed as a standalone method of corrosion protection) |  | Fiberglass reinforced plastic |  |  |  | Catchment Basin, Single walled catchment basin | Automatic shutoff device At 95% full, Flow Rest 90% Full | Flow Rest 90% Full |  |  | Continuous Automatic Tank Gauge | [8 empty] | UST Currently In Use: 4; UST Temp Close: 0; AST Currently In Use: 0; AST Temp Closed: 0 | 4 | 0 | 0 | 16998-083-001626 | SHAW PROPERTIES LLC
40622 | Currently in Use |  | 1972-01-01 |  | Petroleum | On road diesel | On road diesel | Retail | Steel | Steel | Field installed cathodic protection, Interior lined (not allowed as a standalone method of corrosion protection) |  | Fiberglass reinforced plastic |  |  |  | Catchment Basin, Single walled catchment basin | Automatic shutoff device At 95% full, Flow Rest 90% Full | Flow Rest 90% Full |  |  | Continuous Automatic Tank Gauge | [8 empty] | UST Currently In Use: 4; UST Temp Close: 0; AST Currently In Use: 0; AST Temp Closed: 0 | 4 | 0 | 0 | 16998-083-001626 | SHAW PROPERTIES LLC
40623 | Currently in Use |  | 1972-01-01 |  | Petroleum | Premium gasoline | Premium gasoline | Retail | Steel | Steel | Field installed cathodic protection, Interior lined (not allowed as a standalone method of corrosion protection) |  | Flexible |  |  |  | Catchment Basin, Single walled catchment basin | Automatic shutoff device At 95% full, Flow Rest 90% Full | Flow Rest 90% Full |  |  | Continuous Automatic Tank Gauge |  | Automatic flow restrictor (MLLD) | Automatic flow restrictor (MLLD) |  |  | Annual line testing | Annual line testing |  | UST Currently In Use: 4; UST Temp Close: 0; AST Currently In Use: 0; AST Temp Closed: 0 | 4 | 0 | 0 | 16998-083-001626 | SHAW PROPERTIES LLC
40624 | Permanently Closed | 1989-12-05 | 1961-01-01 | 1989-12-05 | Petroleum | Unleaded gasoline | Unleaded gasoline |  | Steel | Steel |  | Painted or None | Steel |  | 1901-01-01 | [15 empty] | UST Currently In Use: 0; UST Temp Close: 0; AST Currently In Use: 0; AST Temp Closed: 0 | 0 | 0 | 4 | 16999-093-000898 | NINA LINDLEY
40625 | Permanently Closed | 1989-12-05 | 1961-01-01 | 1989-12-05 | Petroleum | Unleaded gasoline | Unleaded gasoline |  | Steel | Steel | Interior lined (not allowed as a standalone method of corrosion protection) | Painted or None | Steel |  | 1901-01-01 | [15 empty] | UST Currently In Use: 0; UST Temp Close: 0; AST Currently In Use: 0; AST Temp Closed: 0 | 0 | 0 | 4 | 16999-093-000898 | NINA LINDLEY
40626 | Permanently Closed | 2009-09-19 | 1973-01-01 | 2009-09-19 | Petroleum | Unleaded gasoline | Unleaded gasoline | Retail | Steel | Steel | Interior lined (not allowed as a standalone method of corrosion protection) |  | Fiberglass reinforced plastic |  | 1901-01-01 | None | Catchment Basin, Single walled catchment basin | Automatic shutoff device At 95% full | Automatic shutoff device At 95% full | [11 empty] | UST Currently In Use: 0; UST Temp Close: 0; AST Currently In Use: 0; AST Temp Closed: 0 | 0 | 0 | 4 | 16999-093-000898 | NINA LINDLEY
40627 | Permanently Closed | 2009-09-19 | 1990-03-20 | 2009-09-19 | Petroleum | Premium gasoline | Premium gasoline | Retail | Steel | Steel | Coated & cathodic protection (sti-P3) |  | Fiberglass reinforced plastic |  | 1901-01-01 |  | Catchment Basin, Single walled catchment basin | Automatic shutoff device At 95% full | Automatic shutoff device At 95% full | [11 empty] | UST Currently In Use: 0; UST Temp Close: 0; AST Currently In Use: 0; AST Temp Closed: 0 | 0 | 0 | 4 | 16999-093-000898 | NINA LINDLEY
40628 | Temporary Closed | 2005-08-01 | 1989-01-01 |  | Petroleum | Premium gasoline | Premium gasoline | Retail | Steel | Steel | Coated & cathodic protection (sti-P3) |  | Fiberglass reinforced plastic |  |  |  | Catchment Basin, Single walled catchment basin | Flow Rest 90% Full | Flow Rest 90% Full |  |  | Statistical Inventory Reconciliation (SIR) |  | Automatic flow restrictor (MLLD) | Automatic flow restrictor (MLLD) |  |  | Statistical inventory reconciliation (SIR) | Statistical inventory reconciliation (SIR) |  | UST Currently In Use: 0; UST Temp Close: 3; AST Currently In Use: 0; AST Temp Closed: 0 | 0 | 3 | 0 | 11501-021-014461 | RODDY & MELANIE BOGGS
40629 | Temporary Closed | 2005-08-01 | 1989-01-01 |  | Petroleum | Mid-grade gasoline | Mid-grade gasoline | Retail | Steel | Steel | Coated & cathodic protection (sti-P3) |  | Fiberglass reinforced plastic |  |  |  | Catchment Basin, Single walled catchment basin | Flow Rest 90% Full | Flow Rest 90% Full |  |  | Statistical Inventory Reconciliation (SIR) |  | Automatic flow restrictor (MLLD) | Automatic flow restrictor (MLLD) |  |  | Statistical inventory reconciliation (SIR) | Statistical inventory reconciliation (SIR) |  | UST Currently In Use: 0; UST Temp Close: 3; AST Currently In Use: 0; AST Temp Closed: 0 | 0 | 3 | 0 | 11501-021-014461 | RODDY & MELANIE BOGGS
40630 | Temporary Closed | 2005-08-01 | 1989-01-01 |  | Petroleum | Unleaded gasoline | Unleaded gasoline | Retail | Steel | Steel | Coated & cathodic protection (sti-P3) |  | Fiberglass reinforced plastic |  |  |  | Catchment Basin, Single walled catchment basin | Flow Rest 90% Full | Flow Rest 90% Full |  |  | Statistical Inventory Reconciliation (SIR) |  | Automatic flow restrictor (MLLD) | Automatic flow restrictor (MLLD) |  |  | Statistical inventory reconciliation (SIR) | Statistical inventory reconciliation (SIR) |  | UST Currently In Use: 0; UST Temp Close: 3; AST Currently In Use: 0; AST Temp Closed: 0 | 0 | 3 | 0 | 11501-021-014461 | RODDY & MELANIE BOGGS
40631 | Currently in Use |  | 1990-06-04 |  | Petroleum | Unleaded gasoline | Unleaded gasoline | Retail | Steel | Steel | Coated & cathodic protection (sti-P3) |  | Fiberglass reinforced plastic |  |  |  | Catchment Basin, Single walled catchment basin | Automatic shutoff device At 95% full, Flow Rest 90% Full | Flow Rest 90% Full |  |  | Continuous Automatic Tank Gauge |  | Automatic flow restrictor (MLLD) | Automatic flow restrictor (MLLD) |  |  | Annual line testing | Annual line testing |  | UST Currently In Use: 3; UST Temp Close: 0; AST Currently In Use: 0; AST Temp Closed: 0 | 3 | 0 | 0 | 21422-051-014935 | HOLLEY OIL
40633 | Currently in Use |  | 1990-06-04 |  | Petroleum | Premium gasoline | Premium gasoline | Retail | Steel | Steel | Coated & cathodic protection (sti-P3), Interior lined (not allowed as a standalone method of corrosion protection) |  | Fiberglass reinforced plastic |  |  |  | Catchment Basin, Single walled catchment basin | Automatic shutoff device At 95% full, Flow Rest 90% Full | Flow Rest 90% Full |  |  | Continuous Automatic Tank Gauge |  | Automatic flow restrictor (MLLD) | Automatic flow restrictor (MLLD) |  |  | Annual line testing | Annual line testing |  | UST Currently In Use: 3; UST Temp Close: 0; AST Currently In Use: 0; AST Temp Closed: 0 | 3 | 0 | 0 | 21422-051-014935 | HOLLEY OIL
40634 | Currently in Use |  | 1975-01-01 |  | Petroleum | Unleaded gasoline | Unleaded gasoline | Retail | Steel | Steel | Field installed cathodic protection |  | Steel |  | 1901-01-01 | Field installed cathodic protection | Catchment Basin, Single walled catchment basin | Automatic shutoff device At 95% full | Automatic shutoff device At 95% full |  |  | Continuous Automatic Tank Gauge |  | Automatic flow restrictor (MLLD) | Automatic flow restrictor (MLLD) |  |  | Annual line testing | Annual line testing |  | UST Currently In Use: 3; UST Temp Close: 0; AST Currently In Use: 0; AST Temp Closed: 0 | 3 | 0 | 0 | 23683-125-006566 | NURUDDIN VIRANI
40635 | Currently in Use |  | 1975-01-01 |  | Petroleum | Premium gasoline | Premium gasoline | Retail | Steel | Steel | Field installed cathodic protection |  | Steel |  | 1901-01-01 | Field installed cathodic protection | Catchment Basin, Single walled catchment basin | Automatic shutoff device At 95% full | Automatic shutoff device At 95% full |  |  | Continuous Automatic Tank Gauge |  | Automatic flow restrictor (MLLD) | Automatic flow restrictor (MLLD) |  |  | Annual line testing | Annual line testing |  | UST Currently In Use: 3; UST Temp Close: 0; AST Currently In Use: 0; AST Temp Closed: 0 | 3 | 0 | 0 | 23683-125-006566 | NURUDDIN VIRANI
40636 | Currently in Use |  | 1975-01-01 |  | Petroleum | On road diesel | On road diesel | Retail | Steel | Steel | Field installed cathodic protection |  | Steel |  | 1901-01-01 | Field installed cathodic protection | Catchment Basin, Single walled catchment basin | Automatic shutoff device At 95% full | Automatic shutoff device At 95% full |  |  | Continuous Automatic Tank Gauge |  | Automatic flow restrictor (MLLD) | Automatic flow restrictor (MLLD) |  |  | Annual line testing | Annual line testing |  | UST Currently In Use: 3; UST Temp Close: 0; AST Currently In Use: 0; AST Temp Closed: 0 | 3 | 0 | 0 | 23683-125-006566 | NURUDDIN VIRANI
40637 | Permanently Closed | 1994-03-01 | 1984-07-27 | 1994-03-01 | Petroleum | Used oil | Used oil |  | Steel | Steel |  | Painted or None | Steel |  | 1901-01-01 | [6 empty] | Manual Tank Gauging (only tanks 1000 gal. or less and 48” or 64” in diameter) | [8 empty] | UST Currently In Use: 0; UST Temp Close: 0; AST Currently In Use: 0; AST Temp Closed: 0 | 0 | 0 | 1 | 17003-097-014939 | SUPER LUBE 10 MINUTE OIL CHANGE INC
40638 | Permanently Closed | 1994-03-01 | 1984-07-27 | 1994-03-01 | Petroleum | Used oil | Used oil |  | Steel | Steel |  | Painted or None | Steel |  | 1901-01-01 | [6 empty] | Manual Tank Gauging (only tanks 1000 gal. or less and 48” or 64” in diameter) | [8 empty] | UST Currently In Use: 0; UST Temp Close: 0; AST Currently In Use: 0; AST Temp Closed: 0 | 0 | 0 | 1 | 17003-097-014940 | SUPER LUBE 10 MINUTE OIL CHANGE INC
40639 | Permanently Closed | 1993-12-21 | 1989-02-01 |  | Petroleum | Used oil | Used oil |  | Steel | Steel |  | Painted or None | Steel |  | 1901-01-01 | [6 empty] | Manual Tank Gauging (only tanks 1000 gal. or less and 48” or 64” in diameter) | [8 empty] | UST Currently In Use: 0; UST Temp Close: 0; AST Currently In Use: 0; AST Temp Closed: 0 | 0 | 0 | 1 | 17003-101-014936 | SUPER LUBE 10 MINUTE OIL CHANGE INC
40640 | Permanently Closed | 1993-12-21 | 1989-02-01 |  | Petroleum | Used oil | Used oil |  | Steel | Steel |  | Painted or None | Steel |  | 1901-01-01 | [6 empty] | Manual Tank Gauging (only tanks 1000 gal. or less and 48” or 64” in diameter) | [8 empty] | UST Currently In Use: 0; UST Temp Close: 0; AST Currently In Use: 0; AST Temp Closed: 0 | 0 | 0 | 1 | 17003-101-014937 | SUPER LUBE 10 MINUTE OIL CHANGE INC
40641 | Permanently Closed | 1992-09-09 | 1990-02-01 | 1992-09-09 | Petroleum | Used oil | Used oil |  | Steel | Steel |  | Painted or None | Steel |  | 1901-01-01 | [6 empty] | Manual Tank Gauging (only tanks 1000 gal. or less and 48” or 64” in diameter) | [8 empty] | UST Currently In Use: 0; UST Temp Close: 0; AST Currently In Use: 0; AST Temp Closed: 0 | 0 | 0 | 1 | 17003-101-014938 | SUPER LUBE 10 MINUTE OIL CHANGE INC
40642 | Cannot Locate or abandoned | 1988-12-25 | 1982-01-01 |  | Petroleum | Unleaded gasoline | Unleaded gasoline |  | Steel | Steel |  | Painted or None | Steel |  | 1901-01-01 | [15 empty] | UST Currently In Use: 0; UST Temp Close: 0; AST Currently In Use: 0; AST Temp Closed: 0 | 0 | 0 | 0 | 17004-021-014040 | ATHLONE RAY
40643 | Cannot Locate or abandoned | 1988-12-25 | 1982-01-01 |  | Petroleum | Unleaded gasoline | Unleaded gasoline |  | Steel | Steel |  | Painted or None | Steel |  | 1901-01-01 | [15 empty] | UST Currently In Use: 0; UST Temp Close: 0; AST Currently In Use: 0; AST Temp Closed: 0 | 0 | 0 | 0 | 17004-021-014040 | ATHLONE RAY
40644 | Cannot Locate or abandoned | 1988-12-25 | 1982-01-01 |  | Petroleum | Unleaded gasoline | Unleaded gasoline |  | Steel | Steel |  | Painted or None | Steel |  | 1901-01-01 | [15 empty] | UST Currently In Use: 0; UST Temp Close: 0; AST Currently In Use: 0; AST Temp Closed: 0 | 0 | 0 | 0 | 17004-021-014040 | ATHLONE RAY
40645 | Permanently Closed | 1998-10-15 | 1981-01-01 | 1998-10-15 | Petroleum | Unleaded gasoline | Unleaded gasoline |  | Steel | Steel |  | Painted or None | Steel |  | 1901-01-01 | [15 empty] | UST Currently In Use: 0; UST Temp Close: 0; AST Currently In Use: 0; AST Temp Closed: 0 | 0 | 0 | 3 | 17005-089-008154 | LINDA MERRILL
40646 | Permanently Closed | 1998-10-15 | 1981-01-01 | 1998-10-15 | Petroleum | Unleaded gasoline | Unleaded gasoline |  | Steel | Steel |  | Painted or None | Steel |  | 1901-01-01 | [15 empty] | UST Currently In Use: 0; UST Temp Close: 0; AST Currently In Use: 0; AST Temp Closed: 0 | 0 | 0 | 3 | 17005-089-008154 | LINDA MERRILL
40647 | Permanently Closed | 1998-10-15 | 1981-01-01 | 1998-10-15 | Petroleum | On road diesel | On road diesel |  | Steel | Steel |  | Painted or None | Steel |  | 1901-01-01 | [15 empty] | UST Currently In Use: 0; UST Temp Close: 0; AST Currently In Use: 0; AST Temp Closed: 0 | 0 | 0 | 3 | 17005-089-008154 | LINDA MERRILL
40648 | Permanently Closed | 1990-08-28 | 1901-01-01 | 1990-08-28 | Petroleum | On road diesel | On road diesel | [7 empty] | 1901-01-01 | [15 empty] | UST Currently In Use: 1; UST Temp Close: 0; AST Currently In Use: 0; AST Temp Closed: 0 | 1 | 0 | 6 | 17006-109-009828 | SACO SERVICES
40649 | Permanently Closed | 1990-08-28 | 1901-01-01 | 1990-08-28 | Petroleum | Unleaded gasoline | Unleaded gasoline | [7 empty] | 1901-01-01 | [15 empty] | UST Currently In Use: 1; UST Temp Close: 0; AST Currently In Use: 0; AST Temp Closed: 0 | 1 | 0 | 6 | 17006-109-009828 | SACO SERVICES
40650 | Permanently Closed | 1990-08-28 | 1901-01-01 | 1990-08-28 | Petroleum | Unleaded gasoline | Unleaded gasoline | [7 empty] | 1901-01-01 | [15 empty] | UST Currently In Use: 1; UST Temp Close: 0; AST Currently In Use: 0; AST Temp Closed: 0 | 1 | 0 | 6 | 17006-109-009828 | SACO SERVICES
40651 | Permanently Closed | 1993-12-20 | 1979-01-01 | 1993-12-20 | Petroleum | On road diesel | On road diesel |  | Steel | Steel |  | Painted or None | Steel |  | 1901-01-01 | [15 empty] | UST Currently In Use: 1; UST Temp Close: 0; AST Currently In Use: 0; AST Temp Closed: 0 | 1 | 0 | 6 | 17006-109-009828 | SACO SERVICES
40652 | Permanently Closed | 1991-01-01 | 1979-02-01 | 1993-04-24 | Petroleum | Unleaded gasoline | Unleaded gasoline | Retail | Steel | Steel |  | Painted or None | Steel |  | 1901-01-01 | None | [14 empty] | UST Currently In Use: 0; UST Temp Close: 0; AST Currently In Use: 0; AST Temp Closed: 0 | 0 | 0 | 4 | 17007-133-015059 | BRENT HARBISON
40653 | Permanently Closed | 1991-01-01 | 1979-02-01 | 1993-04-24 | Petroleum | Unleaded gasoline | Unleaded gasoline | Retail | Steel | Steel |  | Painted or None | Steel |  | 1901-01-01 | None | [14 empty] | UST Currently In Use: 0; UST Temp Close: 0; AST Currently In Use: 0; AST Temp Closed: 0 | 0 | 0 | 4 | 17007-133-015059 | BRENT HARBISON
40654 | Permanently Closed | 1991-01-01 | 1979-02-01 | 1993-04-24 | Petroleum | Unleaded gasoline | Unleaded gasoline | Retail | Steel | Steel |  | Painted or None | Steel |  | 1901-01-01 | None | [14 empty] | UST Currently In Use: 0; UST Temp Close: 0; AST Currently In Use: 0; AST Temp Closed: 0 | 0 | 0 | 4 | 17007-133-015059 | BRENT HARBISON
40655 | Permanently Closed | 1991-01-01 | 1979-02-01 | 1993-04-24 | Petroleum | On road diesel | On road diesel | Retail | Steel | Steel |  | Painted or None | Steel |  | 1901-01-01 | None | [14 empty] | UST Currently In Use: 0; UST Temp Close: 0; AST Currently In Use: 0; AST Temp Closed: 0 | 0 | 0 | 4 | 17007-133-015059 | BRENT HARBISON
40656 | Cannot Locate or abandoned | 2002-01-01 | 1982-01-01 |  | Petroleum | Unleaded gasoline | Unleaded gasoline | Retail | Steel | Steel | Field installed cathodic protection |  | Steel |  | 1901-01-01 | Field installed cathodic protection | Catchment Basin, Single walled catchment basin | Automatic shutoff device At 95% full | Automatic shutoff device At 95% full |  |  | Statistical Inventory Reconciliation (SIR) | [8 empty] | UST Currently In Use: 0; UST Temp Close: 0; AST Currently In Use: 0; AST Temp Closed: 0 | 0 | 0 | 0 | 17009-101-007848 | JACK SCRUSHY
40657 | Cannot Locate or abandoned | 2002-01-01 | 1980-01-01 |  | Petroleum | Unleaded gasoline | Unleaded gasoline | Retail | Steel | Steel | Field installed cathodic protection |  | Steel |  | 1901-01-01 | Field installed cathodic protection | Catchment Basin, Single walled catchment basin |  |  |  |  | Statistical Inventory Reconciliation (SIR) | [8 empty] | UST Currently In Use: 0; UST Temp Close: 0; AST Currently In Use: 0; AST Temp Closed: 0 | 0 | 0 | 0 | 17009-101-007848 | JACK SCRUSHY
40658 | Cannot Locate or abandoned | 2005-08-30 | 1984-01-01 |  | Petroleum | Unleaded gasoline | Unleaded gasoline |  | Steel | Steel | Field installed cathodic protection |  | Steel |  | 1901-01-01 | Field installed cathodic protection | Catchment Basin, Single walled catchment basin |  |  |  |  | Statistical Inventory Reconciliation (SIR) | [8 empty] | UST Currently In Use: 0; UST Temp Close: 0; AST Currently In Use: 0; AST Temp Closed: 0 | 0 | 0 | 0 | 17009-101-007848 | JACK SCRUSHY
40659 | Permanently Closed | 1989-01-01 | 1976-01-01 | 1989-01-01 | Petroleum | Unleaded gasoline | Unleaded gasoline |  | Steel | Steel |  | Painted or None | Steel |  | 1901-01-01 | [15 empty] | UST Currently In Use: 0; UST Temp Close: 0; AST Currently In Use: 0; AST Temp Closed: 0 | 0 | 0 | 2 | 17010-093-009011 | TRAVIS RAY CARTER
40660 | Permanently Closed | 1989-01-01 | 1976-01-01 | 1989-01-01 | Petroleum | Unleaded gasoline | Unleaded gasoline |  | Steel | Steel |  | Painted or None | Steel |  | 1901-01-01 | [15 empty] | UST Currently In Use: 0; UST Temp Close: 0; AST Currently In Use: 0; AST Temp Closed: 0 | 0 | 0 | 2 | 17010-093-009011 | TRAVIS RAY CARTER
40662 | Currently in Use |  | 1989-11-30 |  | Petroleum | On road diesel | On road diesel | Retail | Fiberglass reinforced plastic | Fiberglass reinforced plastic |  |  | Fiberglass reinforced plastic |  | 1901-01-01 |  | Catchment Basin, Single walled catchment basin | Flow Rest 90% Full | Flow Rest 90% Full |  |  |  |  | Automatic flow restrictor (MLLD) | Automatic flow restrictor (MLLD) |  |  | Continuous alarm system, Other, CITLDS | Other |  | UST Currently In Use: 8; UST Temp Close: 1; AST Currently In Use: 0; AST Temp Closed: 0 | 8 | 1 | 0 | 17050-125-014907 | TRUCK STOPS OF AMERICA
40663 | Currently in Use |  | 1989-11-30 |  | Petroleum | On road diesel | On road diesel | Retail | Fiberglass reinforced plastic | Fiberglass reinforced plastic |  |  | Fiberglass reinforced plastic |  | 1901-01-01 |  | Catchment Basin, Single walled catchment basin | Flow Rest 90% Full | Flow Rest 90% Full |  |  | Other, CITLDS |  | Other, MANIFOLDED | Other |  |  | Continuous alarm system, Other, CITLDS | Other |  | UST Currently In Use: 8; UST Temp Close: 1; AST Currently In Use: 0; AST Temp Closed: 0 | 8 | 1 | 0 | 17050-125-014907 | TRUCK STOPS OF AMERICA
40664 | Currently in Use |  | 1989-11-30 |  | Petroleum | On road diesel | On road diesel | Retail | Fiberglass reinforced plastic | Fiberglass reinforced plastic |  |  | Fiberglass reinforced plastic |  | 1901-01-01 |  | Catchment Basin, Single walled catchment basin | Flow Rest 90% Full | Flow Rest 90% Full |  |  |  |  | Automatic flow restrictor (MLLD) | Automatic flow restrictor (MLLD) |  |  | Continuous alarm system, Other, CITLDS | Other |  | UST Currently In Use: 8; UST Temp Close: 1; AST Currently In Use: 0; AST Temp Closed: 0 | 8 | 1 | 0 | 17050-125-014907 | TRUCK STOPS OF AMERICA
40665 | Currently in Use |  | 1989-11-30 |  | Petroleum | On road diesel | On road diesel | Retail | Fiberglass reinforced plastic | Fiberglass reinforced plastic |  |  | Fiberglass reinforced plastic |  | 1901-01-01 |  | Catchment Basin, Single walled catchment basin | Flow Rest 90% Full | Flow Rest 90% Full |  |  |  |  | Other, MANIFOLDED | Other |  |  | Continuous alarm system, Other, CITLDS | Other |  | UST Currently In Use: 8; UST Temp Close: 1; AST Currently In Use: 0; AST Temp Closed: 0 | 8 | 1 | 0 | 17050-125-014907 | TRUCK STOPS OF AMERICA
40666 | Currently in Use |  | 1989-11-30 |  | Petroleum | Unleaded gasoline | Unleaded gasoline | Retail | Fiberglass reinforced plastic | Fiberglass reinforced plastic |  |  | Fiberglass reinforced plastic |  | 1901-01-01 |  | Catchment Basin, Single walled catchment basin | Flow Rest 90% Full | Flow Rest 90% Full |  |  | Continuous Automatic Tank Gauge |  | Automatic flow restrictor (MLLD) | Automatic flow restrictor (MLLD) |  |  | Annual line testing | Annual line testing |  | UST Currently In Use: 8; UST Temp Close: 1; AST Currently In Use: 0; AST Temp Closed: 0 | 8 | 1 | 0 | 17050-125-014907 | TRUCK STOPS OF AMERICA
40667 | Currently in Use |  | 1989-11-30 |  | Petroleum | Unleaded gasoline | Unleaded gasoline | Retail | Fiberglass reinforced plastic | Fiberglass reinforced plastic |  |  | Fiberglass reinforced plastic |  | 1901-01-01 |  | Catchment Basin, Single walled catchment basin | Flow Rest 90% Full | Flow Rest 90% Full |  |  | Continuous Automatic Tank Gauge |  | Automatic flow restrictor (MLLD) | Automatic flow restrictor (MLLD) |  |  | Annual line testing | Annual line testing |  | UST Currently In Use: 8; UST Temp Close: 1; AST Currently In Use: 0; AST Temp Closed: 0 | 8 | 1 | 0 | 17050-125-014907 | TRUCK STOPS OF AMERICA
40668 | Temporary Closed | 2023-10-06 | 1989-11-30 |  | Petroleum | Premium gasoline | Premium gasoline | Retail | Fiberglass reinforced plastic | Fiberglass reinforced plastic |  |  | Fiberglass reinforced plastic |  | 1901-01-01 |  | Catchment Basin, Single walled catchment basin | Flow Rest 90% Full | Flow Rest 90% Full |  |  | Continuous Automatic Tank Gauge |  | Automatic flow restrictor (MLLD) | Automatic flow restrictor (MLLD) |  |  | Annual line testing | Annual line testing |  | UST Currently In Use: 8; UST Temp Close: 1; AST Currently In Use: 0; AST Temp Closed: 0 | 8 | 1 | 0 | 17050-125-014907 | TRUCK STOPS OF AMERICA
40669 | Currently in Use |  | 1989-11-30 |  | Petroleum | Virgin oil | Virgin oil | Retail | Fiberglass reinforced plastic | Fiberglass reinforced plastic |  |  | Fiberglass reinforced plastic |  | 1901-01-01 |  | Catchment Basin, Single walled catchment basin | Flow Rest 90% Full | Flow Rest 90% Full |  |  | Continuous Automatic Tank Gauge | [8 empty] | UST Currently In Use: 8; UST Temp Close: 1; AST Currently In Use: 0; AST Temp Closed: 0 | 8 | 1 | 0 | 17050-125-014907 | TRUCK STOPS OF AMERICA
40670 | Currently in Use |  | 1989-11-30 |  | Petroleum | Used oil | Used oil | Retail | Fiberglass reinforced plastic | Fiberglass reinforced plastic |  |  | Fiberglass reinforced plastic |  | 1901-01-01 |  | Catchment Basin, EXEMPT | Flow Rest 90% Full, EXEMPT | Flow Rest 90% Full |  |  | Continuous Automatic Tank Gauge | [8 empty] | UST Currently In Use: 8; UST Temp Close: 1; AST Currently In Use: 0; AST Temp Closed: 0 | 8 | 1 | 0 | 17050-125-014907 | TRUCK STOPS OF AMERICA
40671 | Retired | 1987-09-18 | 1968-01-01 |  | Petroleum | Other, OTHER | Other |  | Steel | Steel |  | Painted or None | Steel |  | 1901-01-01 | [15 empty] | UST Currently In Use: 0; UST Temp Close: 0; AST Currently In Use: 0; AST Temp Closed: 0 | 0 | 0 | 0 | 17051-051-008883 | J R DAVIS
40672 | Retired | 1987-09-18 | 1968-01-01 |  | Petroleum | Other, OTHER | Other |  | Steel | Steel |  | Painted or None | Steel |  | 1901-01-01 | [15 empty] | UST Currently In Use: 0; UST Temp Close: 0; AST Currently In Use: 0; AST Temp Closed: 0 | 0 | 0 | 0 | 17051-051-008883 | J R DAVIS
40673 |  | 1991-07-04 | 1941-01-01 |  | Petroleum | Unleaded gasoline | Unleaded gasoline |  | Steel | Steel |  | Painted or None | Steel |  | 1901-01-01 | [15 empty] | UST Currently In Use: 0; UST Temp Close: 0; AST Currently In Use: 0; AST Temp Closed: 0 | 0 | 0 | 0 | 17054-051-011032 | E FRANK & DORIS COLQUITT
40674 |  | 1991-07-04 | 1941-01-01 |  | Petroleum | Unleaded gasoline | Unleaded gasoline |  | Steel | Steel |  | Painted or None | Steel |  | 1901-01-01 | [15 empty] | UST Currently In Use: 0; UST Temp Close: 0; AST Currently In Use: 0; AST Temp Closed: 0 | 0 | 0 | 0 | 17054-051-011032 | E FRANK & DORIS COLQUITT
40675 |  | 1991-07-04 | 1975-01-01 |  | Petroleum | Unleaded gasoline | Unleaded gasoline |  | Steel | Steel |  | Painted or None | Steel |  | 1901-01-01 | [15 empty] | UST Currently In Use: 0; UST Temp Close: 0; AST Currently In Use: 0; AST Temp Closed: 0 | 0 | 0 | 0 | 17054-051-011032 | E FRANK & DORIS COLQUITT
40676 | Cannot Locate or abandoned | 1999-12-22 | 1982-01-01 |  | Petroleum | Unleaded gasoline | Unleaded gasoline |  | Steel | Steel | Coated & cathodic protection (sti-P3) |  | Steel |  | 1901-01-01 | [15 empty] | UST Currently In Use: 0; UST Temp Close: 0; AST Currently In Use: 0; AST Temp Closed: 0 | 0 | 0 | 0 | 17055-007-014354 | TERRI WEST
40677 | Cannot Locate or abandoned | 1999-12-22 | 1982-01-01 |  | Petroleum | Unleaded gasoline | Unleaded gasoline |  | Steel | Steel | Coated & cathodic protection (sti-P3) |  | Steel |  | 1901-01-01 | [15 empty] | UST Currently In Use: 0; UST Temp Close: 0; AST Currently In Use: 0; AST Temp Closed: 0 | 0 | 0 | 0 | 17055-007-014354 | TERRI WEST
40678 | Cannot Locate or abandoned | 1999-12-22 | 1982-01-01 |  | Petroleum | Unleaded gasoline | Unleaded gasoline |  | Steel | Steel | Coated & cathodic protection (sti-P3) |  | Steel |  | 1901-01-01 | [15 empty] | UST Currently In Use: 0; UST Temp Close: 0; AST Currently In Use: 0; AST Temp Closed: 0 | 0 | 0 | 0 | 17055-007-014354 | TERRI WEST
40679 | Cannot Locate or abandoned | 1999-12-22 | 1982-01-01 |  | Petroleum | On road diesel | On road diesel |  | Steel | Steel | Coated & cathodic protection (sti-P3) |  | Steel |  | 1901-01-01 | [15 empty] | UST Currently In Use: 0; UST Temp Close: 0; AST Currently In Use: 0; AST Temp Closed: 0 | 0 | 0 | 0 | 17055-007-014354 | TERRI WEST
40680 | Permanently Closed | 1991-02-01 | 1969-01-01 | 1991-02-01 | Petroleum | Unleaded gasoline | Unleaded gasoline | State/federal government | Steel | Steel | Interior lined (not allowed as a standalone method of corrosion protection) | Painted or None | Steel |  | 1901-01-01 | [15 empty] | UST Currently In Use: 0; UST Temp Close: 0; AST Currently In Use: 0; AST Temp Closed: 0 | 0 | 0 | 5 | 17057-101-006889 | ALABAMA STATE UNIVERSITY
40681 | Permanently Closed | 1991-02-01 | 1965-01-01 | 1991-02-01 | Petroleum | Unleaded gasoline | Unleaded gasoline | State/federal government | Steel | Steel |  | Painted or None | Steel |  | 1901-01-01 | [15 empty] | UST Currently In Use: 0; UST Temp Close: 0; AST Currently In Use: 0; AST Temp Closed: 0 | 0 | 0 | 5 | 17057-101-006889 | ALABAMA STATE UNIVERSITY
40682 | Permanently Closed | 1991-02-01 | 1965-01-01 | 1991-02-01 | Petroleum | Unleaded gasoline | Unleaded gasoline | State/federal government | Steel | Steel |  | Painted or None | Steel |  | 1901-01-01 | [15 empty] | UST Currently In Use: 0; UST Temp Close: 0; AST Currently In Use: 0; AST Temp Closed: 0 | 0 | 0 | 5 | 17057-101-006889 | ALABAMA STATE UNIVERSITY
40683 | Permanently Closed | 1991-02-01 | 1965-01-01 | 1991-02-01 | Petroleum | Unleaded gasoline | Unleaded gasoline | State/federal government | Steel | Steel |  | Painted or None | Steel |  | 1901-01-01 | [15 empty] | UST Currently In Use: 0; UST Temp Close: 0; AST Currently In Use: 0; AST Temp Closed: 0 | 0 | 0 | 5 | 17057-101-006889 | ALABAMA STATE UNIVERSITY
40684 | Permanently Closed | 1991-02-01 | 1965-01-01 | 1991-02-01 | Petroleum | Used oil | Used oil | State/federal government | Steel | Steel |  | Painted or None | Steel |  | 1901-01-01 | [15 empty] | UST Currently In Use: 0; UST Temp Close: 0; AST Currently In Use: 0; AST Temp Closed: 0 | 0 | 0 | 5 | 17057-101-006889 | ALABAMA STATE UNIVERSITY
40685 | Permanently Closed | 1991-12-30 | 1983-01-01 | 1991-12-30 | Petroleum | Unleaded gasoline | Unleaded gasoline |  | Steel | Steel |  | Painted or None | Steel |  | 1901-01-01 | [15 empty] | UST Currently In Use: 0; UST Temp Close: 0; AST Currently In Use: 0; AST Temp Closed: 0 | 0 | 0 | 2 | 17058-041-014912 | RONNIE RHOADES AND CHARLES SIKES
40686 | Permanently Closed | 1991-09-30 | 1983-01-01 | 1991-09-30 | Petroleum | Unleaded gasoline | Unleaded gasoline |  | Steel | Steel |  | Painted or None | Steel |  | 1901-01-01 | [15 empty] | UST Currently In Use: 0; UST Temp Close: 0; AST Currently In Use: 0; AST Temp Closed: 0 | 0 | 0 | 2 | 17058-041-014912 | RONNIE RHOADES AND CHARLES SIKES
40687 | Permanently Closed | 1989-01-01 | 1901-01-01 | 1992-07-10 | Petroleum | Unleaded gasoline | Unleaded gasoline |  | Steel | Steel |  | Painted or None | Steel |  | 1901-01-01 | [15 empty] | UST Currently In Use: 0; UST Temp Close: 0; AST Currently In Use: 0; AST Temp Closed: 0 | 0 | 0 | 3 | 17059-001-014913 | RUFUS S & ANNA BELLE T PEARSON
40688 | Permanently Closed | 1989-01-01 | 1901-01-01 | 1992-07-10 | Petroleum | Unleaded gasoline | Unleaded gasoline |  | Steel | Steel |  | Painted or None | Steel |  | 1901-01-01 | [15 empty] | UST Currently In Use: 0; UST Temp Close: 0; AST Currently In Use: 0; AST Temp Closed: 0 | 0 | 0 | 3 | 17059-001-014913 | RUFUS S & ANNA BELLE T PEARSON
40689 | Permanently Closed | 1989-01-01 | 1901-01-01 | 1992-07-10 | Petroleum | On road diesel | On road diesel |  | Steel | Steel |  | Painted or None | Steel |  | 1901-01-01 | [15 empty] | UST Currently In Use: 0; UST Temp Close: 0; AST Currently In Use: 0; AST Temp Closed: 0 | 0 | 0 | 3 | 17059-001-014913 | RUFUS S & ANNA BELLE T PEARSON
40690 | Permanently Closed | 1994-06-01 | 1984-04-18 23:00 | 1995-06-21 | Petroleum | Unleaded gasoline | Unleaded gasoline | Retail | Steel | Steel |  | Painted or None | Steel |  | 1901-01-01 | [15 empty] | UST Currently In Use: 0; UST Temp Close: 0; AST Currently In Use: 0; AST Temp Closed: 0 | 0 | 0 | 1 | 17060-101-014914 | NEWELL BROTHERS CONSTRUCTION CO INC
40691 | Currently in Use |  | 1970-05-01 |  | Petroleum | Unleaded gasoline | Unleaded gasoline | Retail | Steel | Steel | Field installed cathodic protection |  | Steel |  |  | Field installed cathodic protection | Catchment Basin, Single walled catchment basin | Automatic shutoff device At 95% full | Automatic shutoff device At 95% full |  |  | Statistical Inventory Reconciliation (SIR) | [8 empty] | UST Currently In Use: 3; UST Temp Close: 0; AST Currently In Use: 0; AST Temp Closed: 0 | 3 | 0 | 0 | 17061-101-014915 | WAYNE G HATCHER
40692 | Currently in Use |  | 1970-05-01 |  | Petroleum | Unleaded gasoline | Unleaded gasoline | Retail | Steel | Steel | Field installed cathodic protection |  | Steel |  |  | Field installed cathodic protection | Catchment Basin, Single walled catchment basin | Automatic shutoff device At 95% full | Automatic shutoff device At 95% full |  |  | Statistical Inventory Reconciliation (SIR) | [8 empty] | UST Currently In Use: 3; UST Temp Close: 0; AST Currently In Use: 0; AST Temp Closed: 0 | 3 | 0 | 0 | 17061-101-014915 | WAYNE G HATCHER
40693 | Currently in Use |  | 1911-01-01 |  | Petroleum | Unleaded gasoline | Unleaded gasoline | Retail | Steel | Steel | Field installed cathodic protection |  | Steel |  |  | Field installed cathodic protection | Catchment Basin, Single walled catchment basin | Automatic shutoff device At 95% full | Automatic shutoff device At 95% full |  |  | Statistical Inventory Reconciliation (SIR) | [8 empty] | UST Currently In Use: 3; UST Temp Close: 0; AST Currently In Use: 0; AST Temp Closed: 0 | 3 | 0 | 0 | 17061-101-014915 | WAYNE G HATCHER
40694 | Permanently Closed | 1994-10-31 | 1983-06-10 | 1995-06-08 | Petroleum | Unleaded gasoline | Unleaded gasoline | Retail | Steel | Steel |  |  | Steel |  | 1901-01-01 | [6 empty] | Statistical Inventory Reconciliation (SIR) | [8 empty] | UST Currently In Use: 0; UST Temp Close: 0; AST Currently In Use: 0; AST Temp Closed: 0 | 0 | 0 | 2 | 17062-021-014916 | LUTHER CLECKLER
40695 | Permanently Closed | 1994-10-31 | 1983-06-10 | 1995-06-08 | Petroleum | Unleaded gasoline | Unleaded gasoline | Retail | Steel | Steel |  |  | Steel |  | 1901-01-01 | [6 empty] | Statistical Inventory Reconciliation (SIR) | [8 empty] | UST Currently In Use: 0; UST Temp Close: 0; AST Currently In Use: 0; AST Temp Closed: 0 | 0 | 0 | 2 | 17062-021-014916 | LUTHER CLECKLER
40696 | Permanently Closed | 2001-10-19 | 1987-06-15 | 2001-10-19 | Petroleum | On road diesel | On road diesel |  | Fiberglass coated steel | Fiberglass coated steel |  |  | Fiberglass reinforced plastic |  | 1901-01-01 | Field installed cathodic protection | Catchment Basin, Single walled catchment basin | Flow Rest 90% Full | Flow Rest 90% Full |  |  | Automatic Tank Gauge, Other | [5 empty] | Annual line testing | Annual line testing |  | UST Currently In Use: 0; UST Temp Close: 0; AST Currently In Use: 0; AST Temp Closed: 0 | 0 | 0 | 2 | 13617-101-014917 | SOUTHERN NATIONAL LEASE INC
40697 | Retired | 1988-12-01 | 1964-01-01 |  | Petroleum | Unleaded gasoline | Unleaded gasoline |  | Steel | Steel |  | Painted or None | Steel |  | 1901-01-01 | [15 empty] | UST Currently In Use: 0; UST Temp Close: 0; AST Currently In Use: 0; AST Temp Closed: 0 | 0 | 0 | 0 | 17064-037-002674 | RONNIE AND CAROLYN HARRINGTON
40698 | Retired | 1981-01-01 | 1964-01-01 |  | Petroleum | Other, OTHER | Other |  | Steel | Steel |  | Painted or None | Steel |  | 1901-01-01 | [15 empty] | UST Currently In Use: 0; UST Temp Close: 0; AST Currently In Use: 0; AST Temp Closed: 0 | 0 | 0 | 0 | 17064-037-002674 | RONNIE AND CAROLYN HARRINGTON
40699 | Permanently Closed | 1991-03-11 | 1970-01-01 | 1991-03-11 | Petroleum | Unleaded gasoline | Unleaded gasoline |  | Steel | Steel |  | Painted or None | Steel, PL WRAPPED |  | 1901-01-01 | [6 empty] | Manual Tank Gauging (only tanks 1000 gal. or less and 48” or 64” in diameter) | [8 empty] | UST Currently In Use: 0; UST Temp Close: 0; AST Currently In Use: 0; AST Temp Closed: 0 | 0 | 0 | 2 | 17065-101-004933 | BARBARA TWINER/DBA MR CAR WASH
40700 | Permanently Closed | 1991-03-11 | 1970-01-01 | 1991-03-11 | Petroleum | Unleaded gasoline | Unleaded gasoline |  | Steel | Steel |  | Painted or None | Steel, PL WRAPPED |  | 1901-01-01 | [6 empty] | Manual Tank Gauging (only tanks 1000 gal. or less and 48” or 64” in diameter) | [8 empty] | UST Currently In Use: 0; UST Temp Close: 0; AST Currently In Use: 0; AST Temp Closed: 0 | 0 | 0 | 2 | 17065-101-004933 | BARBARA TWINER/DBA MR CAR WASH
40701 | Temporary Closed | 2001-04-01 | 1990-08-20 |  | Petroleum | Unleaded gasoline | Unleaded gasoline | Retail | Steel | Steel | Coated & cathodic protection (sti-P3) |  | Fiberglass reinforced plastic |  |  | Other, FLXS ISOLA | Catchment Basin, Single walled catchment basin | Automatic shutoff device At 95% full | Automatic shutoff device At 95% full | [11 empty] | UST Currently In Use: 0; UST Temp Close: 1; AST Currently In Use: 0; AST Temp Closed: 0 | 0 | 1 | 0 | 20867-051-014922 | GEORGE M HALL
40702 | Currently in Use |  | 1990-02-12 |  | Petroleum | On road diesel | On road diesel | Retail | Fiberglass reinforced plastic | Fiberglass reinforced plastic |  |  | Fiberglass reinforced plastic |  | 1901-01-01 |  | Catchment Basin, Single walled catchment basin | Automatic shutoff device At 95% full | Automatic shutoff device At 95% full | Interstitial Monitoring within Secondary Containment |  | Automatic Tank Gauge |  | Automatic flow restrictor (MLLD) | Automatic flow restrictor (MLLD) |  |  | Annual line testing, Continuous alarm system | Continuous alarm system |  | UST Currently In Use: 11; UST Temp Close: 0; AST Currently In Use: 0; AST Temp Closed: 0 | 11 | 0 | 0 | 23065-125-014923 | HPT PSC PROPERTIES TRUST
40703 | Currently in Use |  | 1990-02-12 |  | Petroleum | On road diesel | On road diesel | Retail | Fiberglass reinforced plastic | Fiberglass reinforced plastic |  |  | Fiberglass reinforced plastic |  | 1901-01-01 |  | Catchment Basin, Single walled catchment basin | Automatic shutoff device At 95% full | Automatic shutoff device At 95% full | Interstitial Monitoring within Secondary Containment |  | Automatic Tank Gauge |  | Automatic flow restrictor (MLLD) | Automatic flow restrictor (MLLD) |  |  | Annual line testing, Continuous alarm system | Continuous alarm system |  | UST Currently In Use: 11; UST Temp Close: 0; AST Currently In Use: 0; AST Temp Closed: 0 | 11 | 0 | 0 | 23065-125-014923 | HPT PSC PROPERTIES TRUST
40704 | Currently in Use |  | 1990-02-12 |  | Petroleum | On road diesel | On road diesel | Retail | Fiberglass reinforced plastic | Fiberglass reinforced plastic |  |  | Fiberglass reinforced plastic |  | 1901-01-01 |  | Catchment Basin, Single walled catchment basin | Automatic shutoff device At 95% full | Automatic shutoff device At 95% full | Interstitial Monitoring within Secondary Containment |  | Automatic Tank Gauge |  | Automatic flow restrictor (MLLD), MANIFOLDED | Automatic flow restrictor (MLLD) |  |  | Annual line testing, Continuous alarm system, Other, MANIFOLDED | Other |  | UST Currently In Use: 11; UST Temp Close: 0; AST Currently In Use: 0; AST Temp Closed: 0 | 11 | 0 | 0 | 23065-125-014923 | HPT PSC PROPERTIES TRUST
40705 | Currently in Use |  | 1990-02-12 |  | Petroleum | On road diesel | On road diesel | Retail | Fiberglass reinforced plastic | Fiberglass reinforced plastic |  |  | Fiberglass reinforced plastic |  | 1901-01-01 |  | Catchment Basin, Single walled catchment basin | Automatic shutoff device At 95% full | Automatic shutoff device At 95% full | Interstitial Monitoring within Secondary Containment |  | Automatic Tank Gauge |  | Automatic flow restrictor (MLLD), MANIFOLDED | Automatic flow restrictor (MLLD) |  |  | Annual line testing, Continuous alarm system, Other, MANIFOLDED | Other |  | UST Currently In Use: 11; UST Temp Close: 0; AST Currently In Use: 0; AST Temp Closed: 0 | 11 | 0 | 0 | 23065-125-014923 | HPT PSC PROPERTIES TRUST
40706 | Currently in Use |  | 1990-02-12 |  | Petroleum | On road diesel | On road diesel | Retail | Fiberglass reinforced plastic | Fiberglass reinforced plastic |  |  | Fiberglass reinforced plastic |  | 1901-01-01 |  | Catchment Basin, Single walled catchment basin | Automatic shutoff device At 95% full | Automatic shutoff device At 95% full | Interstitial Monitoring within Secondary Containment |  | Automatic Tank Gauge |  | Automatic flow restrictor (MLLD), MANIFOLDED | Automatic flow restrictor (MLLD) |  |  | Annual line testing, Continuous alarm system, Other, MANIFOLDED | Other |  | UST Currently In Use: 11; UST Temp Close: 0; AST Currently In Use: 0; AST Temp Closed: 0 | 11 | 0 | 0 | 23065-125-014923 | HPT PSC PROPERTIES TRUST
40707 | Currently in Use |  | 1990-02-12 |  | Petroleum | Unleaded gasoline | Unleaded gasoline | Retail | Fiberglass reinforced plastic | Fiberglass reinforced plastic |  |  | Fiberglass reinforced plastic |  | 1901-01-01 |  | Catchment Basin, Single walled catchment basin | Automatic shutoff device At 95% full | Automatic shutoff device At 95% full | Interstitial Monitoring within Secondary Containment |  | Automatic Tank Gauge |  | Automatic flow restrictor (MLLD) | Automatic flow restrictor (MLLD) |  |  | Annual line testing, Continuous alarm system | Continuous alarm system |  | UST Currently In Use: 11; UST Temp Close: 0; AST Currently In Use: 0; AST Temp Closed: 0 | 11 | 0 | 0 | 23065-125-014923 | HPT PSC PROPERTIES TRUST
40708 | Currently in Use |  | 1990-02-12 |  | Petroleum | Mid-grade gasoline | Mid-grade gasoline | Retail | Fiberglass reinforced plastic | Fiberglass reinforced plastic |  |  | Fiberglass reinforced plastic |  | 1901-01-01 |  | Catchment Basin, Single walled catchment basin | Automatic shutoff device At 95% full | Automatic shutoff device At 95% full | Interstitial Monitoring within Secondary Containment |  | Automatic Tank Gauge |  | Automatic flow restrictor (MLLD) | Automatic flow restrictor (MLLD) |  |  | Annual line testing, Continuous alarm system | Continuous alarm system |  | UST Currently In Use: 11; UST Temp Close: 0; AST Currently In Use: 0; AST Temp Closed: 0 | 11 | 0 | 0 | 23065-125-014923 | HPT PSC PROPERTIES TRUST
40709 | Currently in Use |  | 1990-02-12 |  | Petroleum | Premium gasoline | Premium gasoline | Retail | Fiberglass reinforced plastic | Fiberglass reinforced plastic |  |  | Fiberglass reinforced plastic |  | 1901-01-01 |  | Catchment Basin, Single walled catchment basin | Automatic shutoff device At 95% full | Automatic shutoff device At 95% full | Interstitial Monitoring within Secondary Containment |  | Automatic Tank Gauge |  | Automatic flow restrictor (MLLD) | Automatic flow restrictor (MLLD) |  |  | Annual line testing, Continuous alarm system | Continuous alarm system |  | UST Currently In Use: 11; UST Temp Close: 0; AST Currently In Use: 0; AST Temp Closed: 0 | 11 | 0 | 0 | 23065-125-014923 | HPT PSC PROPERTIES TRUST
40710 | Currently in Use |  | 1990-02-12 |  | Petroleum | Used oil | Used oil |  | Fiberglass reinforced plastic | Fiberglass reinforced plastic |  |  | Fiberglass reinforced plastic |  | 1901-01-01 |  | Catchment Basin, EXEMPT | Automatic shutoff device At 95% full, EXEMPT | Automatic shutoff device At 95% full | Interstitial Monitoring within Secondary Containment |  | Automatic Tank Gauge |  | Automatic flow restrictor (MLLD) | Automatic flow restrictor (MLLD) |  |  | Continuous alarm system | Continuous alarm system |  | UST Currently In Use: 11; UST Temp Close: 0; AST Currently In Use: 0; AST Temp Closed: 0 | 11 | 0 | 0 | 23065-125-014923 | HPT PSC PROPERTIES TRUST
40711 | Currently in Use |  | 1990-02-12 |  | Petroleum | Used oil | Used oil |  | Fiberglass coated steel | Fiberglass coated steel |  |  | Fiberglass reinforced plastic |  | 1901-01-01 |  | Catchment Basin, EXEMPT | Automatic shutoff device At 95% full, EXEMPT | Automatic shutoff device At 95% full | Interstitial Monitoring within Secondary Containment |  | Automatic Tank Gauge |  | Automatic flow restrictor (MLLD) | Automatic flow restrictor (MLLD) |  |  | Continuous alarm system | Continuous alarm system |  | UST Currently In Use: 11; UST Temp Close: 0; AST Currently In Use: 0; AST Temp Closed: 0 | 11 | 0 | 0 | 23065-125-014923 | HPT PSC PROPERTIES TRUST
40712 | Currently in Use |  | 1990-02-12 |  | Petroleum | Used oil | Used oil |  | Fiberglass coated steel | Fiberglass coated steel |  |  | Fiberglass reinforced plastic |  | 1901-01-01 |  | Catchment Basin, EXEMPT | Automatic shutoff device At 95% full, EXEMPT | Automatic shutoff device At 95% full | Interstitial Monitoring within Secondary Containment |  | Automatic Tank Gauge |  | Automatic flow restrictor (MLLD) | Automatic flow restrictor (MLLD) |  |  | Continuous alarm system | Continuous alarm system |  | UST Currently In Use: 11; UST Temp Close: 0; AST Currently In Use: 0; AST Temp Closed: 0 | 11 | 0 | 0 | 23065-125-014923 | HPT PSC PROPERTIES TRUST
40713 | Permanently Closed | 1990-09-07 | 1975-11-01 | 1990-09-07 | Petroleum | Unleaded gasoline | Unleaded gasoline |  | Steel | Steel |  |  | Steel |  | 1901-01-01 | [6 empty] | Manual Tank Gauging (only tanks 1000 gal. or less and 48” or 64” in diameter) | [8 empty] | UST Currently In Use: 0; UST Temp Close: 0; AST Currently In Use: 0; AST Temp Closed: 0 | 0 | 0 | 1 | 17068-101-014925 | V M S INC
40714 | Cannot Locate or abandoned | 2000-02-22 | 1973-01-01 |  | Petroleum | Unleaded gasoline | Unleaded gasoline | Retail | Steel | Steel |  | Painted or None | Steel |  | 1901-01-01 | [6 empty] | Statistical Inventory Reconciliation (SIR) | [8 empty] | UST Currently In Use: 0; UST Temp Close: 0; AST Currently In Use: 0; AST Temp Closed: 0 | 0 | 0 | 0 | 17069-001-011044 | WILLIAM AND MELODY MONCRIEF
40715 | Cannot Locate or abandoned | 2000-02-22 | 1973-01-01 |  | Petroleum | Unleaded gasoline | Unleaded gasoline | Retail | Steel | Steel |  | Painted or None | Steel |  | 1901-01-01 | [6 empty] | Statistical Inventory Reconciliation (SIR) | [8 empty] | UST Currently In Use: 0; UST Temp Close: 0; AST Currently In Use: 0; AST Temp Closed: 0 | 0 | 0 | 0 | 17069-001-011044 | WILLIAM AND MELODY MONCRIEF
40716 | Permanently Closed | 1993-04-03 | 1980-01-01 | 1993-04-06 | Petroleum | Unleaded gasoline | Unleaded gasoline | Retail | Steel | Steel |  | Painted or None | Steel |  | 1901-01-01 | [15 empty] | UST Currently In Use: 0; UST Temp Close: 0; AST Currently In Use: 0; AST Temp Closed: 0 | 0 | 0 | 2 | 17070-001-014926 | C J HOLLON
40717 | Permanently Closed | 1993-04-03 | 1980-01-01 | 1993-04-06 | Petroleum | Unleaded gasoline | Unleaded gasoline | Retail | Steel | Steel |  | Painted or None | Steel |  | 1901-01-01 | [15 empty] | UST Currently In Use: 0; UST Temp Close: 0; AST Currently In Use: 0; AST Temp Closed: 0 | 0 | 0 | 2 | 17070-001-014926 | C J HOLLON
40718 | Permanently Closed | 1998-12-21 | 1986-05-01 | 1998-12-21 | Petroleum | Unleaded gasoline | Unleaded gasoline |  | Fiberglass reinforced plastic | Fiberglass reinforced plastic |  |  | Fiberglass reinforced plastic |  | 1901-01-01 | [6 empty] | Manual Tank Gauging (only tanks 1000 gal. or less and 48” or 64” in diameter) | [8 empty] | UST Currently In Use: 0; UST Temp Close: 0; AST Currently In Use: 0; AST Temp Closed: 0 | 0 | 0 | 2 | 17071-101-014928 | WYNLAKES GOLF AND COUNTRY CLUB
40719 | Permanently Closed | 1998-12-21 | 1986-05-01 | 1998-12-21 | Petroleum | On road diesel | On road diesel |  | Fiberglass reinforced plastic | Fiberglass reinforced plastic |  |  | Fiberglass reinforced plastic |  | 1901-01-01 | [6 empty] | Manual Tank Gauging (only tanks 1000 gal. or less and 48” or 64” in diameter) | [8 empty] | UST Currently In Use: 0; UST Temp Close: 0; AST Currently In Use: 0; AST Temp Closed: 0 | 0 | 0 | 2 | 17071-101-014928 | WYNLAKES GOLF AND COUNTRY CLUB
40720 | Permanently Closed | 1991-10-15 | 1986-01-01 | 1991-10-15 | Petroleum | Unleaded gasoline | Unleaded gasoline |  | Steel | Steel | Coated & cathodic protection (sti-P3) |  | Steel |  | 1901-01-01 | [15 empty] | UST Currently In Use: 0; UST Temp Close: 0; AST Currently In Use: 0; AST Temp Closed: 0 | 0 | 0 | 1 | 17072-101-005998 | THERMO KING CORPORATION
40721 | Permanently Closed | 1993-02-05 | 1972-09-01 | 1993-02-05 | Petroleum | Unleaded gasoline | Unleaded gasoline |  | Steel | Steel |  | Painted or None | Steel |  | 1901-01-01 | [15 empty] | UST Currently In Use: 0; UST Temp Close: 0; AST Currently In Use: 0; AST Temp Closed: 0 | 0 | 0 | 3 | 17073-101-014930 | C T THACKSTON SAND & GRAVEL
40722 | Permanently Closed | 1993-02-05 | 1972-09-01 | 1993-02-05 | Petroleum | On road diesel | On road diesel |  | Steel | Steel |  | Painted or None | Steel |  | 1901-01-01 | [15 empty] | UST Currently In Use: 0; UST Temp Close: 0; AST Currently In Use: 0; AST Temp Closed: 0 | 0 | 0 | 3 | 17073-101-014930 | C T THACKSTON SAND & GRAVEL
40723 | Permanently Closed | 1993-02-05 | 1972-09-01 | 1993-02-05 | Petroleum | On road diesel | On road diesel |  | Steel | Steel |  | Painted or None | Steel |  | 1901-01-01 | [15 empty] | UST Currently In Use: 0; UST Temp Close: 0; AST Currently In Use: 0; AST Temp Closed: 0 | 0 | 0 | 3 | 17073-101-014930 | C T THACKSTON SAND & GRAVEL
40724 | Cannot Locate or abandoned | 1999-10-20 | 1985-08-15 |  | Petroleum | On road diesel | On road diesel |  | Steel | Steel |  | Painted or None | Steel |  | 1901-01-01 | None | [11 empty] | Annual line testing | Annual line testing |  | UST Currently In Use: 0; UST Temp Close: 0; AST Currently In Use: 0; AST Temp Closed: 0 | 0 | 0 | 0 | 17501-001-014931 | EDWARD C COOK
40725 | Cannot Locate or abandoned | 1999-10-20 | 1985-08-15 |  | Petroleum | Unleaded gasoline | Unleaded gasoline |  | Steel | Steel |  | Painted or None | Steel |  | 1901-01-01 | None | [11 empty] | Annual line testing | Annual line testing |  | UST Currently In Use: 0; UST Temp Close: 0; AST Currently In Use: 0; AST Temp Closed: 0 | 0 | 0 | 0 | 17501-001-014931 | EDWARD C COOK
40726 | Cannot Locate or abandoned | 1999-10-20 | 1985-08-15 |  | Petroleum | Unleaded gasoline | Unleaded gasoline |  | Steel | Steel |  | Painted or None | Steel |  | 1901-01-01 | None | [11 empty] | Annual line testing | Annual line testing |  | UST Currently In Use: 0; UST Temp Close: 0; AST Currently In Use: 0; AST Temp Closed: 0 | 0 | 0 | 0 | 17501-001-014931 | EDWARD C COOK
40727 | Cannot Locate or abandoned | 1999-10-20 | 1985-08-15 |  | Petroleum | Unleaded gasoline | Unleaded gasoline |  | Steel | Steel |  | Painted or None | Steel |  | 1901-01-01 | None | [11 empty] | Annual line testing | Annual line testing |  | UST Currently In Use: 0; UST Temp Close: 0; AST Currently In Use: 0; AST Temp Closed: 0 | 0 | 0 | 0 | 17501-001-014931 | EDWARD C COOK
40728 | Permanently Closed | 1991-06-17 | 1981-01-01 | 1991-06-17 | Petroleum | Unleaded gasoline | Unleaded gasoline |  | Steel | Steel |  | Painted or None | Steel |  | 1901-01-01 | [6 empty] | Other | [8 empty] | UST Currently In Use: 0; UST Temp Close: 0; AST Currently In Use: 0; AST Temp Closed: 0 | 0 | 0 | 3 | 17075-001-014932 | CARLTON E SMITH
40729 | Permanently Closed | 1991-06-17 | 1978-01-01 | 1991-06-17 | Petroleum | Unleaded gasoline | Unleaded gasoline |  | Steel | Steel |  | Painted or None | Steel |  | 1901-01-01 | [6 empty] | Other | [8 empty] | UST Currently In Use: 0; UST Temp Close: 0; AST Currently In Use: 0; AST Temp Closed: 0 | 0 | 0 | 3 | 17075-001-014932 | CARLTON E SMITH
40730 | Permanently Closed | 1991-06-24 | 1978-01-01 | 1991-06-17 | Petroleum | Unleaded gasoline | Unleaded gasoline |  | Steel | Steel |  | Painted or None | Steel |  | 1901-01-01 | [6 empty] | Other | [8 empty] | UST Currently In Use: 0; UST Temp Close: 0; AST Currently In Use: 0; AST Temp Closed: 0 | 0 | 0 | 3 | 17075-001-014932 | CARLTON E SMITH
40731 | Currently in Use |  | 1982-05-01 |  | Petroleum | Unleaded gasoline | Unleaded gasoline | Retail | Fiberglass reinforced plastic | Fiberglass reinforced plastic |  |  | Fiberglass reinforced plastic |  | 1901-01-01 |  | Catchment Basin, Single walled catchment basin | Automatic shutoff device At 95% full | Automatic shutoff device At 95% full |  |  | Continuous Automatic Tank Gauge |  | Automatic flow restrictor (MLLD), Automatic shutoff device (AELLD) | Automatic shutoff device (AELLD) | [5 empty] | UST Currently In Use: 3; UST Temp Close: 0; AST Currently In Use: 1; AST Temp Closed: 0 | 3 | 0 | 1 | 13343-125-005307 | MCCULLOUGH OIL COMPANY, INC.
40733 | Currently in Use |  | 1982-05-01 |  | Petroleum | Premium gasoline | Premium gasoline | Retail | Fiberglass reinforced plastic | Fiberglass reinforced plastic |  |  | Fiberglass reinforced plastic |  | 1901-01-01 |  | Catchment Basin, Single walled catchment basin | Automatic shutoff device At 95% full | Automatic shutoff device At 95% full |  |  | Continuous Automatic Tank Gauge |  | Automatic flow restrictor (MLLD), Automatic shutoff device (AELLD) | Automatic shutoff device (AELLD) | [5 empty] | UST Currently In Use: 3; UST Temp Close: 0; AST Currently In Use: 1; AST Temp Closed: 0 | 3 | 0 | 1 | 13343-125-005307 | MCCULLOUGH OIL COMPANY, INC.
40734 | Currently in Use |  | 1982-05-01 |  | Petroleum | On road diesel | On road diesel | Retail | Fiberglass reinforced plastic | Fiberglass reinforced plastic |  |  | Fiberglass reinforced plastic |  | 1901-01-01 |  | Catchment Basin, EXEMPT | Automatic shutoff device At 95% full, EXEMPT | Automatic shutoff device At 95% full |  |  | Continuous Automatic Tank Gauge |  | Automatic flow restrictor (MLLD), Automatic shutoff device (AELLD) | Automatic shutoff device (AELLD) | [5 empty] | UST Currently In Use: 3; UST Temp Close: 0; AST Currently In Use: 1; AST Temp Closed: 0 | 3 | 0 | 1 | 13343-125-005307 | MCCULLOUGH OIL COMPANY, INC.
40735 | Permanently Closed | 2009-06-01 | 1982-05-01 | 2011-10-28 | Petroleum | Used oil | Used oil |  | Fiberglass reinforced plastic | Fiberglass reinforced plastic |  |  | Fiberglass reinforced plastic |  | 1901-01-01 |  | Other, EXEMPT | Other, EXEMPT | Other |  |  | Manual Tank Gauging (only tanks 1000 gal. or less and 48” or 64” in diameter) | [8 empty] | UST Currently In Use: 3; UST Temp Close: 0; AST Currently In Use: 1; AST Temp Closed: 0 | 3 | 0 | 1 | 13343-125-005307 | MCCULLOUGH OIL COMPANY, INC.
40736 | Permanently Closed | 1998-09-24 | 1975-01-01 | 1998-09-24 | Petroleum | On road diesel | On road diesel | Industrial | Steel | Steel |  | Painted or None | Steel |  | 1901-01-01 | [12 empty] | Annual line testing | Annual line testing |  | UST Currently In Use: 1; UST Temp Close: 0; AST Currently In Use: 0; AST Temp Closed: 0 | 1 | 0 | 2 | 17077-101-014934 | LOFTIN BROS TRANSPORTATION CO
40737 | Permanently Closed | 1998-09-24 | 1975-01-01 | 1998-09-24 | Petroleum | On road diesel | On road diesel | Industrial | Steel | Steel |  | Painted or None | Steel |  | 1901-01-01 | [12 empty] | Annual line testing | Annual line testing |  | UST Currently In Use: 1; UST Temp Close: 0; AST Currently In Use: 0; AST Temp Closed: 0 | 1 | 0 | 2 | 17077-101-014934 | LOFTIN BROS TRANSPORTATION CO
40738 | Permanently Closed | 1998-07-22 | 1968-01-01 | 1998-07-22 | Petroleum | Unleaded gasoline | Unleaded gasoline |  | Steel | Steel |  | Painted or None | Steel |  | 1901-01-01 | [6 empty] | Statistical Inventory Reconciliation (SIR) | [8 empty] | UST Currently In Use: 0; UST Temp Close: 0; AST Currently In Use: 0; AST Temp Closed: 0 | 0 | 0 | 3 | 17078-047-004467 | NATHAN RICHBURG
40739 | Permanently Closed | 1998-07-22 | 1968-01-01 | 1998-07-22 | Petroleum | Unleaded gasoline | Unleaded gasoline |  | Steel | Steel |  | Painted or None | Steel |  | 1901-01-01 | [6 empty] | Statistical Inventory Reconciliation (SIR) | [8 empty] | UST Currently In Use: 0; UST Temp Close: 0; AST Currently In Use: 0; AST Temp Closed: 0 | 0 | 0 | 3 | 17078-047-004467 | NATHAN RICHBURG
40740 | Permanently Closed | 1998-07-22 | 1968-01-01 | 1998-07-22 | Petroleum | Unleaded gasoline | Unleaded gasoline |  | Steel | Steel |  | Painted or None | Steel |  | 1901-01-01 | [6 empty] | Statistical Inventory Reconciliation (SIR) | [8 empty] | UST Currently In Use: 0; UST Temp Close: 0; AST Currently In Use: 0; AST Temp Closed: 0 | 0 | 0 | 3 | 17078-047-004467 | NATHAN RICHBURG
40741 | Permanently Closed | 1974-11-18 | 1974-01-01 | 1975-01-01 | Petroleum | On road diesel | On road diesel |  | Steel | Steel |  | Painted or None | Steel |  | 1901-01-01 | [15 empty] | UST Currently In Use: 0; UST Temp Close: 0; AST Currently In Use: 0; AST Temp Closed: 0 | 0 | 0 | 2 | 17079-101-014941 | L/B TRUCKING COMPANY
40742 | Permanently Closed | 1992-11-18 | 1974-01-01 | 1975-01-01 | Petroleum | Other, OTHER | Other |  | Steel | Steel |  | Painted or None | Steel |  | 1901-01-01 | [15 empty] | UST Currently In Use: 0; UST Temp Close: 0; AST Currently In Use: 0; AST Temp Closed: 0 | 0 | 0 | 2 | 17079-101-014941 | L/B TRUCKING COMPANY
40744 | Permanently Closed | 2001-06-19 | 1985-01-01 | 2001-06-19 | Petroleum | Used oil | Used oil | [7 empty] | 1901-01-01 |  | Other, EXEMPT | Other, EXEMPT | Other | [11 empty] | UST Currently In Use: 0; UST Temp Close: 0; AST Currently In Use: 0; AST Temp Closed: 0 | 0 | 0 | 1 | 17080-101-014942 | H S F XPERT TUNE, INC
40745 | Permanently Closed | 1901-01-01 | 1973-01-01 | 2011-11-11 | Petroleum | Unleaded gasoline | Unleaded gasoline |  | Steel | Steel |  | Painted or None | Steel |  | 1901-01-01 | [15 empty] | UST Currently In Use: 0; UST Temp Close: 0; AST Currently In Use: 0; AST Temp Closed: 0 | 0 | 0 | 2 | 17081-101-014911 | HENRY AND NADINE DURDEN
40746 | Permanently Closed | 1901-01-01 | 1973-01-01 | 2011-11-11 | Petroleum | Unleaded gasoline | Unleaded gasoline |  | Steel | Steel |  | Painted or None | Steel |  | 1901-01-01 | [15 empty] | UST Currently In Use: 0; UST Temp Close: 0; AST Currently In Use: 0; AST Temp Closed: 0 | 0 | 0 | 2 | 17081-101-014911 | HENRY AND NADINE DURDEN
40749 | Permanently Closed | 1990-08-01 | 1968-11-01 | 1990-08-01 | Petroleum | Other, OTHER | Other |  | Steel | Steel |  | Painted or None | Steel |  | 1901-01-01 | [6 empty] | Manual Tank Gauging (only tanks 1000 gal. or less and 48” or 64” in diameter) | [8 empty] | UST Currently In Use: 0; UST Temp Close: 0; AST Currently In Use: 0; AST Temp Closed: 0 | 0 | 0 | 3 | 17083-021-014945 | M D CLECKLER
40750 | Permanently Closed | 1990-08-01 | 1968-11-01 | 1990-08-01 | Petroleum | Other, OTHER | Other |  | Steel | Steel |  | Painted or None | Steel |  | 1901-01-01 | [6 empty] | Manual Tank Gauging (only tanks 1000 gal. or less and 48” or 64” in diameter) | [8 empty] | UST Currently In Use: 0; UST Temp Close: 0; AST Currently In Use: 0; AST Temp Closed: 0 | 0 | 0 | 3 | 17083-021-014945 | M D CLECKLER
40751 | Permanently Closed | 1990-08-01 | 1968-11-01 | 1990-08-01 | Petroleum | Other, OTHER | Other |  | Steel | Steel |  | Painted or None | Steel |  | 1901-01-01 | [6 empty] | Manual Tank Gauging (only tanks 1000 gal. or less and 48” or 64” in diameter) | [8 empty] | UST Currently In Use: 0; UST Temp Close: 0; AST Currently In Use: 0; AST Temp Closed: 0 | 0 | 0 | 3 | 17083-021-014945 | M D CLECKLER
40752 | Permanently Closed | 1990-08-01 | 1911-01-01 | 1990-08-01 | Petroleum | Other, EMPTY | Other | Local government | Steel | Steel |  | Painted or None |  |  | 1901-01-01 | [15 empty] | UST Currently In Use: 0; UST Temp Close: 0; AST Currently In Use: 0; AST Temp Closed: 0 | 0 | 0 | 1 | 17085-105-014947 | PERRY COUNTY BOARD OF EDUCATION
40753 | Permanently Closed | 1990-07-23 | 1911-01-01 | 1990-07-23 | Petroleum | Other, EMPTY | Other | Local government | Steel | Steel |  |  |  |  | 1901-01-01 | [15 empty] | UST Currently In Use: 0; UST Temp Close: 0; AST Currently In Use: 0; AST Temp Closed: 0 | 0 | 0 | 1 | 17085-105-014948 | PERRY COUNTY BOARD OF EDUCATION
40754 | Permanently Closed | 1998-11-04 | 1965-01-01 | 1998-11-04 | Petroleum | Unleaded gasoline | Unleaded gasoline | Industrial, Local Government | Steel | Steel |  | Painted or None | Steel |  | 1901-01-01 | [6 empty] | Manual Tank Gauging (only tanks 1000 gal. or less and 48” or 64” in diameter) | [8 empty] | UST Currently In Use: 0; UST Temp Close: 0; AST Currently In Use: 0; AST Temp Closed: 0 | 0 | 0 | 1 | 17085-105-014949 | PERRY COUNTY BOARD OF EDUCATION
40755 | Permanently Closed | 1998-11-04 | 1975-01-01 | 1998-11-04 | Petroleum | Unleaded gasoline | Unleaded gasoline | Industrial, Local Government | Steel | Steel |  | Painted or None | Steel |  | 1901-01-01 | [6 empty] | Manual Tank Gauging (only tanks 1000 gal. or less and 48” or 64” in diameter) | [8 empty] | UST Currently In Use: 0; UST Temp Close: 0; AST Currently In Use: 0; AST Temp Closed: 0 | 0 | 0 | 1 | 17085-105-015051 | PERRY COUNTY BOARD OF EDUCATION
40756 | Permanently Closed | 1901-01-01 | 1979-01-01 | 1989-02-06 | Petroleum | Unleaded gasoline | Unleaded gasoline |  | Steel | Steel |  | Painted or None | Steel |  | 1901-01-01 | [15 empty] | UST Currently In Use: 0; UST Temp Close: 0; AST Currently In Use: 0; AST Temp Closed: 0 | 0 | 0 | 3 | 17086-101-011499 | JOHN MANN
40757 | Permanently Closed | 1901-01-01 | 1979-01-01 | 1989-02-06 | Petroleum | Unleaded gasoline | Unleaded gasoline |  | Steel | Steel |  | Painted or None | Steel |  | 1901-01-01 | [15 empty] | UST Currently In Use: 0; UST Temp Close: 0; AST Currently In Use: 0; AST Temp Closed: 0 | 0 | 0 | 3 | 17086-101-011499 | JOHN MANN
40758 | Permanently Closed | 1901-01-01 | 1979-01-01 | 1989-02-06 | Petroleum | Unleaded gasoline | Unleaded gasoline |  | Steel | Steel |  | Painted or None | Steel |  | 1901-01-01 | [15 empty] | UST Currently In Use: 0; UST Temp Close: 0; AST Currently In Use: 0; AST Temp Closed: 0 | 0 | 0 | 3 | 17086-101-011499 | JOHN MANN
40759 | Cannot Locate or abandoned | 1996-01-01 | 1990-08-05 |  | Petroleum | Unleaded gasoline | Unleaded gasoline | Retail | Steel | Steel | Coated & cathodic protection (sti-P3) |  | Fiberglass reinforced plastic |  | 1901-01-01 | None | Catchment Basin, Single walled catchment basin | [13 empty] | UST Currently In Use: 0; UST Temp Close: 0; AST Currently In Use: 0; AST Temp Closed: 0 | 0 | 0 | 3 | 17086-101-011499 | JOHN MANN
40760 | Cannot Locate or abandoned | 1996-01-01 | 1990-08-05 |  | Petroleum | Unleaded gasoline | Unleaded gasoline | Retail | Fiberglass coated steel | Fiberglass coated steel |  |  | Fiberglass reinforced plastic |  | 1901-01-01 | None | Catchment Basin, Single walled catchment basin | [13 empty] | UST Currently In Use: 0; UST Temp Close: 0; AST Currently In Use: 0; AST Temp Closed: 0 | 0 | 0 | 3 | 17086-101-011499 | JOHN MANN
40761 | Cannot Locate or abandoned | 1996-01-01 | 1990-08-05 |  | Petroleum | Unleaded gasoline | Unleaded gasoline | Retail | Fiberglass coated steel | Fiberglass coated steel |  |  | Fiberglass reinforced plastic |  | 1901-01-01 | None | Catchment Basin, Single walled catchment basin | [13 empty] | UST Currently In Use: 0; UST Temp Close: 0; AST Currently In Use: 0; AST Temp Closed: 0 | 0 | 0 | 3 | 17086-101-011499 | JOHN MANN
40762 | Permanently Closed | 1998-04-07 | 1978-01-01 | 1998-04-07 | Petroleum | Unleaded gasoline | Unleaded gasoline |  | Steel | Steel |  | Painted or None | Steel |  | 1901-01-01 | [12 empty] | Annual line testing | Annual line testing |  | UST Currently In Use: 0; UST Temp Close: 0; AST Currently In Use: 0; AST Temp Closed: 0 | 0 | 0 | 3 | 22913-021-001268 | AST & W ASSOCIATES, LLC
40763 | Permanently Closed | 1998-04-07 | 1978-01-01 | 1998-04-07 | Petroleum | Unleaded gasoline | Unleaded gasoline |  | Steel | Steel |  | Painted or None | Steel |  | 1901-01-01 | [12 empty] | Annual line testing | Annual line testing |  | UST Currently In Use: 0; UST Temp Close: 0; AST Currently In Use: 0; AST Temp Closed: 0 | 0 | 0 | 3 | 22913-021-001268 | AST & W ASSOCIATES, LLC
40764 | Permanently Closed | 1998-04-07 | 1978-01-01 | 1998-04-07 | Petroleum | Unleaded gasoline | Unleaded gasoline |  | Steel | Steel |  | Painted or None | Steel |  | 1901-01-01 | [12 empty] | Annual line testing | Annual line testing |  | UST Currently In Use: 0; UST Temp Close: 0; AST Currently In Use: 0; AST Temp Closed: 0 | 0 | 0 | 3 | 22913-021-001268 | AST & W ASSOCIATES, LLC
40765 | Permanently Closed | 1993-06-01 | 1969-01-01 | 1993-09-10 | Petroleum | Unleaded gasoline | Unleaded gasoline |  | Steel | Steel |  | Painted or None | Steel |  | 1901-01-01 | [15 empty] | UST Currently In Use: 0; UST Temp Close: 1; AST Currently In Use: 0; AST Temp Closed: 0 | 0 | 1 | 3 | 17088-107-006502 | W E HUDSON
40766 | Permanently Closed | 1993-06-01 | 1969-01-01 | 1993-09-10 | Petroleum | Unleaded gasoline | Unleaded gasoline |  | Steel | Steel |  | Painted or None | Steel |  | 1901-01-01 | [15 empty] | UST Currently In Use: 0; UST Temp Close: 1; AST Currently In Use: 0; AST Temp Closed: 0 | 0 | 1 | 3 | 17088-107-006502 | W E HUDSON
40767 | Permanently Closed | 1993-06-01 | 1969-01-01 | 1993-09-10 | Petroleum | Unleaded gasoline | Unleaded gasoline |  | Steel | Steel |  | Painted or None | Steel |  | 1901-01-01 | [15 empty] | UST Currently In Use: 0; UST Temp Close: 1; AST Currently In Use: 0; AST Temp Closed: 0 | 0 | 1 | 3 | 17088-107-006502 | W E HUDSON
40768 | Retired | 1985-01-01 | 1901-01-01 |  | Petroleum | Other, EMPTY | Other | [7 empty] | 1901-01-01 | [15 empty] | UST Currently In Use: 0; UST Temp Close: 0; AST Currently In Use: 0; AST Temp Closed: 0 | 0 | 0 | 0 | 17090-101-013099 | MONTGOMERY EAST INC
40769 | Retired | 1985-01-01 | 1901-01-01 |  | Petroleum | Other, EMPTY | Other | [7 empty] | 1901-01-01 | [15 empty] | UST Currently In Use: 0; UST Temp Close: 0; AST Currently In Use: 0; AST Temp Closed: 0 | 0 | 0 | 0 | 17090-101-013099 | MONTGOMERY EAST INC
40770 | Retired | 1985-01-01 | 1901-01-01 |  | Petroleum | Other, EMPTY | Other | [7 empty] | 1901-01-01 | [15 empty] | UST Currently In Use: 0; UST Temp Close: 0; AST Currently In Use: 0; AST Temp Closed: 0 | 0 | 0 | 0 | 17090-101-013099 | MONTGOMERY EAST INC
40771 | Retired | 1985-01-01 | 1901-01-01 |  | Petroleum | Other, EMPTY | Other | [7 empty] | 1901-01-01 | [15 empty] | UST Currently In Use: 0; UST Temp Close: 0; AST Currently In Use: 0; AST Temp Closed: 0 | 0 | 0 | 0 | 17090-101-013099 | MONTGOMERY EAST INC
40772 | Retired | 1985-01-01 | 1901-01-01 |  | Petroleum | Other, EMPTY | Other | [7 empty] | 1901-01-01 | [15 empty] | UST Currently In Use: 0; UST Temp Close: 0; AST Currently In Use: 0; AST Temp Closed: 0 | 0 | 0 | 0 | 17090-101-013099 | MONTGOMERY EAST INC
40773 | Permanently Closed | 1990-08-31 | 1983-01-01 | 1990-08-31 | Petroleum | Unleaded gasoline | Unleaded gasoline |  | Steel | Steel |  | Painted or None | Steel |  | 1901-01-01 | [15 empty] | UST Currently In Use: 3; UST Temp Close: 0; AST Currently In Use: 0; AST Temp Closed: 0 | 3 | 0 | 3 | 25313-051-013881 | SAI PATH INC
40774 | Permanently Closed | 1990-08-31 | 1985-01-01 | 1990-08-31 | Petroleum | Unleaded gasoline | Unleaded gasoline |  | Steel | Steel |  | Painted or None | Steel |  | 1901-01-01 | [15 empty] | UST Currently In Use: 3; UST Temp Close: 0; AST Currently In Use: 0; AST Temp Closed: 0 | 3 | 0 | 3 | 25313-051-013881 | SAI PATH INC
40775 | Permanently Closed | 1990-08-31 | 1985-01-01 | 1990-08-31 | Petroleum | Unleaded gasoline | Unleaded gasoline |  | Steel | Steel |  | Painted or None | Steel |  | 1901-01-01 | [15 empty] | UST Currently In Use: 3; UST Temp Close: 0; AST Currently In Use: 0; AST Temp Closed: 0 | 3 | 0 | 3 | 25313-051-013881 | SAI PATH INC
40776 | Currently in Use |  | 1990-09-14 |  | Petroleum | Unleaded gasoline | Unleaded gasoline | Retail | Fiberglass reinforced plastic | Fiberglass reinforced plastic |  |  | Fiberglass reinforced plastic |  | 1901-01-01 |  | Catchment Basin, Single walled catchment basin | Flow Rest 90% Full | Flow Rest 90% Full |  |  | Automatic Tank Gauge | [8 empty] | UST Currently In Use: 3; UST Temp Close: 0; AST Currently In Use: 0; AST Temp Closed: 0 | 3 | 0 | 3 | 25313-051-013881 | SAI PATH INC
40777 | Currently in Use |  | 1990-09-14 |  | Petroleum | Unleaded gasoline | Unleaded gasoline | Retail | Fiberglass reinforced plastic | Fiberglass reinforced plastic |  |  | Fiberglass reinforced plastic |  | 1901-01-01 |  | Catchment Basin, Single walled catchment basin | Flow Rest 90% Full | Flow Rest 90% Full |  |  | Automatic Tank Gauge | [8 empty] | UST Currently In Use: 3; UST Temp Close: 0; AST Currently In Use: 0; AST Temp Closed: 0 | 3 | 0 | 3 | 25313-051-013881 | SAI PATH INC
40778 | Currently in Use |  | 1990-09-14 |  | Petroleum | Premium gasoline | Premium gasoline | Retail | Fiberglass reinforced plastic | Fiberglass reinforced plastic |  |  | Fiberglass reinforced plastic |  | 1901-01-01 |  | Catchment Basin, Single walled catchment basin | Flow Rest 90% Full | Flow Rest 90% Full |  |  | Automatic Tank Gauge | [8 empty] | UST Currently In Use: 3; UST Temp Close: 0; AST Currently In Use: 0; AST Temp Closed: 0 | 3 | 0 | 3 | 25313-051-013881 | SAI PATH INC
40779 | Currently in Use |  | 1982-01-01 |  | Petroleum | Premium gasoline | Premium gasoline | Retail | Steel | Steel | Field installed cathodic protection |  | Fiberglass reinforced plastic |  |  |  | Catchment Basin, Single walled catchment basin | Automatic shutoff device At 95% full, Flow Rest 90% Full | Flow Rest 90% Full |  |  | Automatic Tank Gauge |  | Automatic flow restrictor (MLLD) | Automatic flow restrictor (MLLD) |  |  | Annual line testing | Annual line testing |  | UST Currently In Use: 2; UST Temp Close: 0; AST Currently In Use: 0; AST Temp Closed: 0 | 2 | 0 | 0 | 23706-105-004922 | AMIT B DALIA
40780 | Currently in Use |  | 1982-01-01 |  | Petroleum | Unleaded gasoline | Unleaded gasoline | Retail | Steel | Steel | Field installed cathodic protection |  | Fiberglass reinforced plastic |  |  |  | Catchment Basin, Single walled catchment basin | Automatic shutoff device At 95% full, Flow Rest 90% Full | Flow Rest 90% Full |  |  | Automatic Tank Gauge |  | Automatic flow restrictor (MLLD) | Automatic flow restrictor (MLLD) |  |  | Annual line testing | Annual line testing |  | UST Currently In Use: 2; UST Temp Close: 0; AST Currently In Use: 0; AST Temp Closed: 0 | 2 | 0 | 0 | 23706-105-004922 | AMIT B DALIA
40781 | Permanently Closed | 1998-11-16 | 1965-01-01 | 1998-11-16 | Petroleum | Unleaded gasoline | Unleaded gasoline | Retail | Steel | Steel |  | Painted or None | Steel |  | 1901-01-01 |  | Catchment Basin, Single walled catchment basin |  |  |  |  | Manual Tank Gauging (only tanks 1000 gal. or less and 48” or 64” in diameter) | [8 empty] | UST Currently In Use: 1; UST Temp Close: 0; AST Currently In Use: 0; AST Temp Closed: 0 | 1 | 0 | 1 | 24950-101-015054 | MOUNTAIN EXPRESS OIL CO. S.E.
40782 | Permanently Closed | 1991-09-29 | 1958-01-01 | 1991-09-29 | Petroleum | Unleaded gasoline | Unleaded gasoline |  | Steel | Steel |  | Painted or None | Steel |  | 1901-01-01 | [6 empty] | Manual Tank Gauging (only tanks 1000 gal. or less and 48” or 64” in diameter) | [8 empty] | UST Currently In Use: 0; UST Temp Close: 2; AST Currently In Use: 2; AST Temp Closed: 0 | 0 | 2 | 1 | 22195-125-015055 | JOHN W. STAMPS
40783 | Temporary Closed | 2000-09-01 | 1991-07-01 |  | Petroleum | Unleaded gasoline | Unleaded gasoline | Retail | Steel | Steel | Coated & cathodic protection (sti-P3) |  | Fiberglass reinforced plastic |  | 1901-01-01 |  | Catchment Basin, Single walled catchment basin | Flow Rest 90% Full | Flow Rest 90% Full |  |  | Statistical Inventory Reconciliation (SIR) | [8 empty] | UST Currently In Use: 0; UST Temp Close: 2; AST Currently In Use: 2; AST Temp Closed: 0 | 0 | 2 | 1 | 22195-125-015055 | JOHN W. STAMPS
40784 | Permanently Closed | 1993-01-01 | 1980-03-01 | 1994-06-15 | Petroleum | Unleaded gasoline | Unleaded gasoline |  | Steel | Steel |  | Painted or None | Steel |  | 1901-01-01 | [6 empty] | Other | [8 empty] | UST Currently In Use: 0; UST Temp Close: 0; AST Currently In Use: 0; AST Temp Closed: 0 | 0 | 0 | 1 | 17096-101-015056 | WAGNON AUTO PARTS
40785 | Permanently Closed | 1990-12-01 | 1982-05-01 | 1990-12-04 | Petroleum | Unleaded gasoline | Unleaded gasoline |  | Steel | Steel |  | Painted or None | Steel |  | 1901-01-01 | [6 empty] | Manual Tank Gauging (only tanks 1000 gal. or less and 48” or 64” in diameter) | [8 empty] | UST Currently In Use: 0; UST Temp Close: 0; AST Currently In Use: 0; AST Temp Closed: 0 | 0 | 0 | 2 | 17097-001-015058 | J D COLSON
40786 | Permanently Closed | 1990-12-01 | 1982-05-01 | 1990-12-04 | Petroleum | Unleaded gasoline | Unleaded gasoline |  | Steel | Steel |  | Painted or None | Steel |  | 1901-01-01 | [6 empty] | Manual Tank Gauging (only tanks 1000 gal. or less and 48” or 64” in diameter) | [8 empty] | UST Currently In Use: 0; UST Temp Close: 0; AST Currently In Use: 0; AST Temp Closed: 0 | 0 | 0 | 2 | 17097-001-015058 | J D COLSON
40787 | Permanently Closed | 1993-01-01 | 1971-01-01 |  | Petroleum | Unleaded gasoline | Unleaded gasoline |  | Steel | Steel |  |  | Steel |  | 1901-01-01 | [15 empty] | UST Currently In Use: 0; UST Temp Close: 0; AST Currently In Use: 0; AST Temp Closed: 0 | 0 | 0 | 2 | 17098-125-006020 | WILLAMINA LUMBER CO.DBA VANCE L.C.
40788 | Permanently Closed | 1993-01-01 | 1977-01-01 |  | Petroleum | On road diesel | On road diesel |  | Steel | Steel |  |  | Steel |  | 1901-01-01 | [15 empty] | UST Currently In Use: 0; UST Temp Close: 0; AST Currently In Use: 0; AST Temp Closed: 0 | 0 | 0 | 2 | 17098-125-006020 | WILLAMINA LUMBER CO.DBA VANCE L.C.
40789 | Temporary Closed | 2008-06-01 | 1979-01-01 |  | Petroleum | Premium gasoline | Premium gasoline | Retail | Steel | Steel | Field installed cathodic protection |  | Other, REMOVED |  |  |  | Catchment Basin, Single walled catchment basin | Automatic shutoff device At 95% full | Automatic shutoff device At 95% full |  |  |  |  | Automatic flow restrictor (MLLD) | Automatic flow restrictor (MLLD) |  |  | Annual line testing | Annual line testing |  | UST Currently In Use: 1; UST Temp Close: 4; AST Currently In Use: 0; AST Temp Closed: 0 | 1 | 4 | 0 | 22622-073-007755 | RAJAN PATEL
40790 | Temporary Closed | 2008-06-01 | 1979-01-01 |  | Petroleum | Mid-grade gasoline | Mid-grade gasoline | Retail | Steel | Steel | Field installed cathodic protection |  | Other, REMOVED |  |  |  | Catchment Basin, Single walled catchment basin | Automatic shutoff device At 95% full | Automatic shutoff device At 95% full | [11 empty] | UST Currently In Use: 1; UST Temp Close: 4; AST Currently In Use: 0; AST Temp Closed: 0 | 1 | 4 | 0 | 22622-073-007755 | RAJAN PATEL
40791 | Temporary Closed | 2012-11-30 | 1983-01-01 |  | Petroleum | On road diesel | On road diesel | Retail | Steel | Steel | Field installed cathodic protection, Interior lined (not allowed as a standalone method of corrosion protection) |  | Fiberglass reinforced plastic |  |  |  |  | Automatic shutoff device At 95% full | Automatic shutoff device At 95% full |  |  |  |  | Automatic flow restrictor (MLLD) | Automatic flow restrictor (MLLD) | [5 empty] | UST Currently In Use: 1; UST Temp Close: 4; AST Currently In Use: 0; AST Temp Closed: 0 | 1 | 4 | 0 | 22622-073-007755 | RAJAN PATEL
40792 | Currently in Use |  | 1979-01-01 |  | Petroleum | Unleaded gasoline | Unleaded gasoline | Retail | Steel | Steel | Field installed cathodic protection |  | Double Wall, Fiberglass reinforced plastic, 1 PIECE |  | 2008-06-06 |  | Catchment Basin, Single walled catchment basin | Automatic shutoff device At 95% full | Automatic shutoff device At 95% full |  |  | Statistical Inventory Reconciliation (SIR) |  | Automatic flow restrictor (MLLD), Containment Sump | Containment Sump | Interstitial Monitoring within Secondary Containment | MANUAL/VISUAL CHECK | Other, REQUIRED | Other |  | UST Currently In Use: 1; UST Temp Close: 4; AST Currently In Use: 0; AST Temp Closed: 0 | 1 | 4 | 0 | 22622-073-007755 | RAJAN PATEL
40793 | Currently in Use |  | 1990-02-14 |  | Petroleum | Unleaded gasoline | Unleaded gasoline | Retail | Fiberglass coated steel | Fiberglass coated steel |  |  | Fiberglass reinforced plastic |  | 1901-01-01 |  | Catchment Basin, Single walled catchment basin | Flow Rest 90% Full | Flow Rest 90% Full |  |  | Statistical Inventory Reconciliation (SIR) |  | Automatic flow restrictor (MLLD) | Automatic flow restrictor (MLLD) |  |  | Statistical inventory reconciliation (SIR) | Statistical inventory reconciliation (SIR) |  | UST Currently In Use: 4; UST Temp Close: 0; AST Currently In Use: 0; AST Temp Closed: 0 | 4 | 0 | 0 | 17100-091-014980 | ADAMS REALTY
40794 | Currently in Use |  | 1990-02-14 |  | Petroleum | Premium gasoline | Premium gasoline | Retail | Fiberglass coated steel | Fiberglass coated steel |  |  | Fiberglass reinforced plastic |  | 1901-01-01 |  | Catchment Basin, Single walled catchment basin | Flow Rest 90% Full | Flow Rest 90% Full |  |  | Statistical Inventory Reconciliation (SIR) |  | Automatic flow restrictor (MLLD) | Automatic flow restrictor (MLLD) |  |  | Statistical inventory reconciliation (SIR) | Statistical inventory reconciliation (SIR) |  | UST Currently In Use: 4; UST Temp Close: 0; AST Currently In Use: 0; AST Temp Closed: 0 | 4 | 0 | 0 | 17100-091-014980 | ADAMS REALTY
40795 | Currently in Use |  | 1990-02-14 |  | Petroleum | On road diesel | On road diesel | Retail | Fiberglass coated steel | Fiberglass coated steel |  |  | Fiberglass reinforced plastic |  | 1901-01-01 |  | Catchment Basin, Single walled catchment basin | Flow Rest 90% Full | Flow Rest 90% Full |  |  | Statistical Inventory Reconciliation (SIR) |  | Automatic flow restrictor (MLLD) | Automatic flow restrictor (MLLD) |  |  | Statistical inventory reconciliation (SIR) | Statistical inventory reconciliation (SIR) |  | UST Currently In Use: 4; UST Temp Close: 0; AST Currently In Use: 0; AST Temp Closed: 0 | 4 | 0 | 0 | 17100-091-014980 | ADAMS REALTY
40796 | Temporary Closed | 2008-05-06 | 1989-09-01 |  | Petroleum | Unleaded gasoline | Unleaded gasoline | Retail | Steel | Steel | Coated & cathodic protection (sti-P3) |  | Fiberglass reinforced plastic |  | 1901-01-01 |  | Catchment Basin, Single walled catchment basin | Flow Rest 90% Full | Flow Rest 90% Full |  |  | Statistical Inventory Reconciliation (SIR) | [8 empty] | UST Currently In Use: 0; UST Temp Close: 3; AST Currently In Use: 0; AST Temp Closed: 0 | 0 | 3 | 0 | 17101-131-014981 | ELLA MAE BECKHAM
40797 | Temporary Closed | 2008-05-06 | 1989-09-01 |  | Petroleum | Mid-grade gasoline | Mid-grade gasoline | Retail | Steel | Steel | Coated & cathodic protection (sti-P3) |  | Fiberglass reinforced plastic |  | 1901-01-01 |  | Catchment Basin, Single walled catchment basin | Flow Rest 90% Full | Flow Rest 90% Full |  |  | Statistical Inventory Reconciliation (SIR) | [8 empty] | UST Currently In Use: 0; UST Temp Close: 3; AST Currently In Use: 0; AST Temp Closed: 0 | 0 | 3 | 0 | 17101-131-014981 | ELLA MAE BECKHAM
40798 | Temporary Closed | 2008-05-06 | 1989-09-01 |  | Petroleum | Premium gasoline | Premium gasoline | Retail | Steel | Steel | Coated & cathodic protection (sti-P3) |  | Fiberglass reinforced plastic |  | 1901-01-01 |  | Catchment Basin, Single walled catchment basin | Flow Rest 90% Full | Flow Rest 90% Full |  |  | Statistical Inventory Reconciliation (SIR) | [8 empty] | UST Currently In Use: 0; UST Temp Close: 3; AST Currently In Use: 0; AST Temp Closed: 0 | 0 | 3 | 0 | 17101-131-014981 | ELLA MAE BECKHAM
40799 | Permanently Closed | 1994-02-22 | 1990-01-01 | 1994-02-22 | Petroleum | Unleaded gasoline | Unleaded gasoline | [7 empty] | 1901-01-01 | [15 empty] | UST Currently In Use: 0; UST Temp Close: 0; AST Currently In Use: 0; AST Temp Closed: 0 | 0 | 0 | 4 | 17102-097-014982 | HUYEN TRINH
40800 | Permanently Closed | 1994-02-22 | 1990-01-01 | 1994-02-22 | Petroleum | Unleaded gasoline | Unleaded gasoline | [7 empty] | 1901-01-01 | [15 empty] | UST Currently In Use: 0; UST Temp Close: 0; AST Currently In Use: 0; AST Temp Closed: 0 | 0 | 0 | 4 | 17102-097-014982 | HUYEN TRINH
40801 | Permanently Closed | 1994-02-22 | 1990-01-01 | 1994-02-22 | Petroleum | Unleaded gasoline | Unleaded gasoline | [7 empty] | 1901-01-01 | [15 empty] | UST Currently In Use: 0; UST Temp Close: 0; AST Currently In Use: 0; AST Temp Closed: 0 | 0 | 0 | 4 | 17102-097-014982 | HUYEN TRINH
40802 | Permanently Closed | 1994-02-22 | 1990-01-01 | 1994-02-22 | Petroleum | Unleaded gasoline | Unleaded gasoline | [7 empty] | 1901-01-01 | [15 empty] | UST Currently In Use: 0; UST Temp Close: 0; AST Currently In Use: 0; AST Temp Closed: 0 | 0 | 0 | 4 | 17102-097-014982 | HUYEN TRINH
40803 | Permanently Closed | 1991-05-24 | 1988-01-01 | 1991-05-24 | Petroleum | Unleaded gasoline | Unleaded gasoline |  | Steel | Steel |  | Painted or None | Steel |  | 1901-01-01 | [15 empty] | UST Currently In Use: 0; UST Temp Close: 0; AST Currently In Use: 0; AST Temp Closed: 0 | 0 | 0 | 2 | 17103-097-014984 | AMOCO OIL CO
40804 | Permanently Closed | 1991-11-14 | 1988-01-01 | 1991-11-14 | Petroleum | Unleaded gasoline | Unleaded gasoline |  | Steel | Steel |  | Painted or None | Steel |  | 1901-01-01 | [15 empty] | UST Currently In Use: 0; UST Temp Close: 0; AST Currently In Use: 0; AST Temp Closed: 0 | 0 | 0 | 2 | 17103-097-014984 | AMOCO OIL CO
40805 | Permanently Closed | 1999-09-13 | 1990-01-01 | 1999-09-13 | Petroleum | Unleaded gasoline | Unleaded gasoline |  | Steel | Steel | Coated & cathodic protection (sti-P3) |  | Steel |  | 1901-01-01 | [15 empty] | UST Currently In Use: 0; UST Temp Close: 0; AST Currently In Use: 0; AST Temp Closed: 0 | 0 | 0 | 2 | 17104-023-014985 | COLLEEN SMITH HAYDEN
40806 | Permanently Closed | 1999-09-13 | 1990-01-01 | 1999-09-13 | Petroleum | Unleaded gasoline | Unleaded gasoline |  | Fiberglass coated steel | Fiberglass coated steel |  |  | Steel |  | 1901-01-01 | [15 empty] | UST Currently In Use: 0; UST Temp Close: 0; AST Currently In Use: 0; AST Temp Closed: 0 | 0 | 0 | 2 | 17104-023-014985 | COLLEEN SMITH HAYDEN
40807 | Permanently Closed | 1998-12-22 | 1990-01-01 | 2003-02-25 | Petroleum | Unleaded gasoline | Unleaded gasoline | [5 empty] | Steel |  | 1901-01-01 | [15 empty] | UST Currently In Use: 0; UST Temp Close: 0; AST Currently In Use: 0; AST Temp Closed: 0 | 0 | 0 | 3 | 17105-003-014986 | EDDIE D MITCHELL
40808 | Permanently Closed | 1998-12-22 | 1990-01-01 | 2003-02-25 | Petroleum | Unleaded gasoline | Unleaded gasoline | [5 empty] | Steel |  | 1901-01-01 | [15 empty] | UST Currently In Use: 0; UST Temp Close: 0; AST Currently In Use: 0; AST Temp Closed: 0 | 0 | 0 | 3 | 17105-003-014986 | EDDIE D MITCHELL
40809 | Permanently Closed | 1998-12-22 | 1990-01-01 | 2003-02-25 | Petroleum | Unleaded gasoline | Unleaded gasoline | [5 empty] | Steel |  | 1901-01-01 | [15 empty] | UST Currently In Use: 0; UST Temp Close: 0; AST Currently In Use: 0; AST Temp Closed: 0 | 0 | 0 | 3 | 17105-003-014986 | EDDIE D MITCHELL
40810 | Retired | 1986-01-01 | 1977-01-01 |  | Petroleum | Unleaded gasoline | Unleaded gasoline |  | Steel | Steel |  | Painted or None | Steel |  | 1901-01-01 | [15 empty] | UST Currently In Use: 0; UST Temp Close: 2; AST Currently In Use: 0; AST Temp Closed: 0 | 0 | 2 | 0 | 17106-053-003611 | DENNIS GROCERY
40811 | Retired | 1986-01-01 | 1977-01-01 |  | Petroleum | Unleaded gasoline | Unleaded gasoline |  | Steel | Steel |  | Painted or None | Steel |  | 1901-01-01 | [15 empty] | UST Currently In Use: 0; UST Temp Close: 2; AST Currently In Use: 0; AST Temp Closed: 0 | 0 | 2 | 0 | 17106-053-003611 | DENNIS GROCERY
40812 | Retired | 1986-01-01 | 1977-01-01 |  | Petroleum | Unleaded gasoline | Unleaded gasoline |  | Steel | Steel |  | Painted or None | Steel |  | 1901-01-01 | [15 empty] | UST Currently In Use: 0; UST Temp Close: 2; AST Currently In Use: 0; AST Temp Closed: 0 | 0 | 2 | 0 | 17106-053-003611 | DENNIS GROCERY
40813 | Temporary Closed | 1990-12-01 | 1990-06-30 |  | Petroleum | Unleaded gasoline | Unleaded gasoline |  | Steel | Steel | Coated & cathodic protection (sti-P3) |  | Fiberglass reinforced plastic |  |  |  | Catchment Basin, Single walled catchment basin |  |  |  |  | Manual Tank Gauging (only tanks 1000 gal. or less and 48” or 64” in diameter) | [8 empty] | UST Currently In Use: 0; UST Temp Close: 2; AST Currently In Use: 0; AST Temp Closed: 0 | 0 | 2 | 0 | 17106-053-003611 | DENNIS GROCERY
40814 | Temporary Closed | 1990-12-01 | 1990-06-30 |  | Petroleum | Unleaded gasoline | Unleaded gasoline |  | Steel | Steel | Coated & cathodic protection (sti-P3) |  | Fiberglass reinforced plastic |  |  |  | Catchment Basin, Single walled catchment basin |  |  |  |  | Manual Tank Gauging (only tanks 1000 gal. or less and 48” or 64” in diameter) | [8 empty] | UST Currently In Use: 0; UST Temp Close: 2; AST Currently In Use: 0; AST Temp Closed: 0 | 0 | 2 | 0 | 17106-053-003611 | DENNIS GROCERY
40815 | Permanently Closed | 2003-12-11 | 1976-01-01 | 2005-02-11 | Petroleum | Unleaded gasoline | Unleaded gasoline | Retail | Steel | Steel | Field installed cathodic protection |  | Steel |  | 1901-01-01 | Field installed cathodic protection | Catchment Basin, Single walled catchment basin | Automatic shutoff device At 95% full | Automatic shutoff device At 95% full | [11 empty] | UST Currently In Use: 0; UST Temp Close: 0; AST Currently In Use: 2; AST Temp Closed: 0 | 0 | 0 | 3 | 24937-129-008217 | DEBORAH BURGE
40816 | Permanently Closed | 2003-12-11 | 1976-01-01 | 2005-02-11 | Petroleum | Mid-grade gasoline | Mid-grade gasoline | Retail | Steel | Steel | Field installed cathodic protection |  | Steel |  | 1901-01-01 | Field installed cathodic protection | Catchment Basin, Single walled catchment basin | Automatic shutoff device At 95% full | Automatic shutoff device At 95% full | [11 empty] | UST Currently In Use: 0; UST Temp Close: 0; AST Currently In Use: 2; AST Temp Closed: 0 | 0 | 0 | 3 | 24937-129-008217 | DEBORAH BURGE
40817 | Permanently Closed | 2003-12-11 | 1976-01-01 | 2005-02-11 | Petroleum | Premium gasoline | Premium gasoline | Retail | Steel | Steel | Field installed cathodic protection |  | Steel |  | 1901-01-01 | Field installed cathodic protection | Catchment Basin, Single walled catchment basin | Automatic shutoff device At 95% full | Automatic shutoff device At 95% full | [11 empty] | UST Currently In Use: 0; UST Temp Close: 0; AST Currently In Use: 2; AST Temp Closed: 0 | 0 | 0 | 3 | 24937-129-008217 | DEBORAH BURGE
40818 | Permanently Closed | 1998-12-21 | 1990-01-01 | 1999-12-07 | Petroleum | Unleaded gasoline | Unleaded gasoline |  | Steel | Steel |  | Painted or None | Fiberglass reinforced plastic |  | 1901-01-01 | [15 empty] | UST Currently In Use: 0; UST Temp Close: 0; AST Currently In Use: 2; AST Temp Closed: 0 | 0 | 0 | 2 | 11779-003-014991 | CITY OF FAIRHOPE
40819 | Permanently Closed | 1998-12-21 | 1990-01-01 | 1999-12-07 | Petroleum | On road diesel | On road diesel |  | Steel | Steel |  | Painted or None | Fiberglass reinforced plastic |  | 1901-01-01 | [15 empty] | UST Currently In Use: 0; UST Temp Close: 0; AST Currently In Use: 2; AST Temp Closed: 0 | 0 | 0 | 2 | 11779-003-014991 | CITY OF FAIRHOPE
40820 | Permanently Closed | 1993-04-01 | 1990-01-01 |  | Petroleum | Unleaded gasoline | Unleaded gasoline | State/federal government | Steel | Steel |  |  | Other, COPPER |  | 1901-01-01 | [15 empty] | UST Currently In Use: 0; UST Temp Close: 0; AST Currently In Use: 2; AST Temp Closed: 0 | 0 | 0 | 2 | 17109-097-014992 | MOBILE COUNTY EMERGENCY MNGMT AGENCY
40821 | Permanently Closed | 1993-04-01 | 1990-01-01 |  | Petroleum | On road diesel | On road diesel | State/federal government | Steel | Steel |  |  | Steel |  | 1901-01-01 | [15 empty] | UST Currently In Use: 0; UST Temp Close: 0; AST Currently In Use: 2; AST Temp Closed: 0 | 0 | 0 | 2 | 17109-097-014992 | MOBILE COUNTY EMERGENCY MNGMT AGENCY
40822 | Permanently Closed | 2022-11-03 | 1990-01-01 | 2022-11-03 | Petroleum | Unleaded gasoline | Unleaded gasoline | Retail | Steel | Steel | Coated & cathodic protection (sti-P3) |  | Fiberglass reinforced plastic |  | 1901-01-01 |  | Catchment Basin, Single walled catchment basin | Flow Rest 90% Full | Flow Rest 90% Full |  |  | Continuous Automatic Tank Gauge |  | Automatic flow restrictor (MLLD) | Automatic flow restrictor (MLLD) |  |  | Annual line testing | Annual line testing |  | UST Currently In Use: 0; UST Temp Close: 0; AST Currently In Use: 0; AST Temp Closed: 0 | 0 | 0 | 4 | 24267-003-014995 | NINE MILE ROAD, LLC
40823 | Permanently Closed | 2022-11-03 | 1990-01-01 | 2022-11-03 | Petroleum | Mid-grade gasoline | Mid-grade gasoline | Retail | Steel | Steel | Coated & cathodic protection (sti-P3) |  | Fiberglass reinforced plastic |  | 1901-01-01 |  | Catchment Basin, Single walled catchment basin | Flow Rest 90% Full | Flow Rest 90% Full |  |  | Continuous Automatic Tank Gauge |  | Automatic flow restrictor (MLLD) | Automatic flow restrictor (MLLD) |  |  | Annual line testing | Annual line testing |  | UST Currently In Use: 0; UST Temp Close: 0; AST Currently In Use: 0; AST Temp Closed: 0 | 0 | 0 | 4 | 24267-003-014995 | NINE MILE ROAD, LLC
40824 | Permanently Closed | 2022-11-03 | 1990-01-01 | 2022-11-03 | Petroleum | Premium gasoline | Premium gasoline | Retail | Steel | Steel | Coated & cathodic protection (sti-P3) |  | Fiberglass reinforced plastic |  | 1901-01-01 |  | Catchment Basin, Single walled catchment basin | Flow Rest 90% Full | Flow Rest 90% Full |  |  | Continuous Automatic Tank Gauge |  | Automatic flow restrictor (MLLD) | Automatic flow restrictor (MLLD) |  |  | Annual line testing | Annual line testing |  | UST Currently In Use: 0; UST Temp Close: 0; AST Currently In Use: 0; AST Temp Closed: 0 | 0 | 0 | 4 | 24267-003-014995 | NINE MILE ROAD, LLC
40825 | Cannot Locate or abandoned | 1998-12-01 | 1990-01-01 |  | Petroleum | Unleaded gasoline | Unleaded gasoline |  | Steel | Steel |  |  | Steel |  | 1901-01-01 | [15 empty] | UST Currently In Use: 0; UST Temp Close: 0; AST Currently In Use: 0; AST Temp Closed: 0 | 0 | 0 | 0 | 17111-003-014996 | CLAUDIA BULLIN
40826 | Cannot Locate or abandoned | 1998-12-01 | 1990-01-01 |  | Petroleum | Unleaded gasoline | Unleaded gasoline |  | Steel | Steel |  |  | Steel |  | 1901-01-01 | [15 empty] | UST Currently In Use: 0; UST Temp Close: 0; AST Currently In Use: 0; AST Temp Closed: 0 | 0 | 0 | 0 | 17111-003-014996 | CLAUDIA BULLIN
40827 | Permanently Closed | 1993-06-16 | 1990-01-01 | 1993-06-16 | Petroleum | Unleaded gasoline | Unleaded gasoline |  | Steel | Steel |  | Painted or None | Steel |  | 1901-01-01 | [15 empty] | UST Currently In Use: 0; UST Temp Close: 0; AST Currently In Use: 0; AST Temp Closed: 0 | 0 | 0 | 3 | 17112-025-014997 | GOSPORT CASH STORE
40828 | Permanently Closed | 1993-06-16 | 1990-01-01 | 1993-06-16 | Petroleum | Unleaded gasoline | Unleaded gasoline |  | Steel | Steel |  | Painted or None | Steel |  | 1901-01-01 | [15 empty] | UST Currently In Use: 0; UST Temp Close: 0; AST Currently In Use: 0; AST Temp Closed: 0 | 0 | 0 | 3 | 17112-025-014997 | GOSPORT CASH STORE
40829 | Permanently Closed | 1993-06-16 | 1990-01-01 | 1993-06-16 | Petroleum | Unleaded gasoline | Unleaded gasoline |  | Steel | Steel |  | Painted or None | Steel |  | 1901-01-01 | [15 empty] | UST Currently In Use: 0; UST Temp Close: 0; AST Currently In Use: 0; AST Temp Closed: 0 | 0 | 0 | 3 | 17112-025-014997 | GOSPORT CASH STORE
40830 | Cannot Locate or abandoned |  | 1990-01-01 |  | Petroleum | Unleaded gasoline | Unleaded gasoline | [7 empty] | 1901-01-01 | [15 empty] | UST Currently In Use: 0; UST Temp Close: 0; AST Currently In Use: 0; AST Temp Closed: 0 | 0 | 0 | 0 | 17113-003-014998 | BOB WEAVER
40831 | Currently in Use |  | 1990-03-20 |  | Petroleum | On road diesel | On road diesel | Industrial | Steel | Steel | Coated & cathodic protection (sti-P3) |  | Fiberglass reinforced plastic |  |  |  | Catchment Basin, Single walled catchment basin | Audible high level alarm At 90% full | Audible high level alarm At 90% full |  |  | Automatic Tank Gauge |  | Automatic flow restrictor (MLLD) | Automatic flow restrictor (MLLD) |  |  | Annual line testing | Annual line testing |  | UST Currently In Use: 3; UST Temp Close: 0; AST Currently In Use: 0; AST Temp Closed: 0 | 3 | 0 | 0 | 17114-097-014999 | BAYSIDE PROPERTIES
40832 | Currently in Use |  | 1990-03-20 |  | Petroleum | Used oil | Used oil | Industrial | Steel | Steel | Coated & cathodic protection (sti-P3) |  | Other, NO PIPE |  |  |  | Catchment Basin, EXEMPT | Audible high level alarm At 90% full, EXEMPT | Audible high level alarm At 90% full |  |  | Automatic Tank Gauge | [8 empty] | UST Currently In Use: 3; UST Temp Close: 0; AST Currently In Use: 0; AST Temp Closed: 0 | 3 | 0 | 0 | 17114-097-014999 | BAYSIDE PROPERTIES
40833 | Currently in Use |  | 1990-03-20 |  | Petroleum | Virgin oil | Virgin oil | Industrial | Steel | Steel | Coated & cathodic protection (sti-P3) |  | Steel |  |  | Galvanic Cathodic | Catchment Basin, Single walled catchment basin | Audible high level alarm At 90% full | Audible high level alarm At 90% full |  |  | Automatic Tank Gauge | [8 empty] | UST Currently In Use: 3; UST Temp Close: 0; AST Currently In Use: 0; AST Temp Closed: 0 | 3 | 0 | 0 | 17114-097-014999 | BAYSIDE PROPERTIES
40834 | Permanently Closed | 1998-12-17 | 1978-01-01 | 1998-12-17 | Petroleum | On road diesel | On road diesel |  | Steel | Steel |  | Painted or None | Steel |  | 1901-01-01 | [8 empty] | Other, ONE VALVE | Other |  |  | Annual line testing, Other, ONE VALVE | Other |  | UST Currently In Use: 0; UST Temp Close: 0; AST Currently In Use: 0; AST Temp Closed: 0 | 0 | 0 | 2 | 17115-003-006419 | CITY OF ROBERTSDALE
40835 | Permanently Closed | 1998-12-17 | 1978-01-01 | 1998-12-17 | Petroleum | Unleaded gasoline | Unleaded gasoline |  | Steel | Steel |  | Painted or None | Steel |  | 1901-01-01 | [8 empty] | Other, ONE VALVE | Other |  |  | Annual line testing, Other, ONE VALVE | Other |  | UST Currently In Use: 0; UST Temp Close: 0; AST Currently In Use: 0; AST Temp Closed: 0 | 0 | 0 | 2 | 17115-003-006419 | CITY OF ROBERTSDALE
40836 | Permanently Closed | 1992-03-01 | 1976-01-01 | 1992-03-17 | Petroleum | On road diesel | On road diesel |  | Steel | Steel |  | Painted or None | Steel |  | 1901-01-01 | [15 empty] | UST Currently In Use: 0; UST Temp Close: 0; AST Currently In Use: 0; AST Temp Closed: 0 | 0 | 0 | 5 | 24371-073-015251 | KENAN ADVANTAGE GROUP
40837 | Permanently Closed | 1992-03-01 | 1976-01-01 | 1992-03-17 | Petroleum | Unleaded gasoline | Unleaded gasoline |  | Steel | Steel |  | Painted or None | Steel |  | 1901-01-01 | [15 empty] | UST Currently In Use: 0; UST Temp Close: 0; AST Currently In Use: 0; AST Temp Closed: 0 | 0 | 0 | 5 | 24371-073-015251 | KENAN ADVANTAGE GROUP
40838 | Permanently Closed | 1990-06-22 | 1976-01-01 | 1990-06-22 | Petroleum | Used oil | Used oil |  | Steel | Steel |  | Painted or None | Steel |  | 1901-01-01 | [15 empty] | UST Currently In Use: 0; UST Temp Close: 0; AST Currently In Use: 0; AST Temp Closed: 0 | 0 | 0 | 5 | 24371-073-015251 | KENAN ADVANTAGE GROUP
40839 | Permanently Closed | 1989-03-15 | 1953-01-01 | 1989-03-15 | Petroleum | Unleaded gasoline | Unleaded gasoline |  | Steel | Steel |  | Painted or None | Steel |  | 1901-01-01 | [15 empty] | UST Currently In Use: 0; UST Temp Close: 0; AST Currently In Use: 0; AST Temp Closed: 0 | 0 | 0 | 4 | 17117-131-010172 | DRISCOLL GROCERY
40840 | Permanently Closed | 1989-03-15 | 1973-01-01 | 1989-03-15 | Petroleum | Unleaded gasoline | Unleaded gasoline |  | Steel | Steel |  | Painted or None | Steel |  | 1901-01-01 | [15 empty] | UST Currently In Use: 0; UST Temp Close: 0; AST Currently In Use: 0; AST Temp Closed: 0 | 0 | 0 | 4 | 17117-131-010172 | DRISCOLL GROCERY
40841 | Permanently Closed | 1989-09-01 | 1953-01-01 | 1989-03-15 | Petroleum | Unleaded gasoline | Unleaded gasoline |  | Steel | Steel |  | Painted or None | Steel |  | 1901-01-01 | [15 empty] | UST Currently In Use: 0; UST Temp Close: 0; AST Currently In Use: 0; AST Temp Closed: 0 | 0 | 0 | 4 | 17117-131-010172 | DRISCOLL GROCERY
40842 | Permanently Closed | 1998-12-31 | 1990-03-01 | 1999-12-03 | Petroleum | Unleaded gasoline | Unleaded gasoline |  | Steel | Steel | Coated & cathodic protection (sti-P3) |  | Fiberglass reinforced plastic |  | 1901-01-01 |  | Catchment Basin, Single walled catchment basin | Flow Rest 90% Full | Flow Rest 90% Full |  |  | Manual Tank Gauging (only tanks 1000 gal. or less and 48” or 64” in diameter) | [8 empty] | UST Currently In Use: 0; UST Temp Close: 0; AST Currently In Use: 0; AST Temp Closed: 0 | 0 | 0 | 4 | 17117-131-010172 | DRISCOLL GROCERY
40843 | Permanently Closed | 1990-09-01 | 1979-01-01 | 1992-07-18 | Petroleum | Unleaded gasoline | Unleaded gasoline | [7 empty] | 1901-01-01 | [15 empty] | UST Currently In Use: 0; UST Temp Close: 0; AST Currently In Use: 0; AST Temp Closed: 0 | 0 | 0 | 3 | 17118-003-015252 | HINTON ENTERPRISES
40844 | Permanently Closed | 1990-09-01 | 1979-01-01 | 1992-07-18 | Petroleum | Unleaded gasoline | Unleaded gasoline | [7 empty] | 1901-01-01 | [15 empty] | UST Currently In Use: 0; UST Temp Close: 0; AST Currently In Use: 0; AST Temp Closed: 0 | 0 | 0 | 3 | 17118-003-015252 | HINTON ENTERPRISES
40845 | Permanently Closed | 1990-09-01 | 1979-01-01 | 1992-07-18 | Petroleum | Unleaded gasoline | Unleaded gasoline | [7 empty] | 1901-01-01 | [15 empty] | UST Currently In Use: 0; UST Temp Close: 0; AST Currently In Use: 0; AST Temp Closed: 0 | 0 | 0 | 3 | 17118-003-015252 | HINTON ENTERPRISES
40846 | Cannot Locate or abandoned | 1994-07-19 | 1990-01-01 |  | Petroleum | On road diesel | On road diesel |  | Steel | Steel |  | Painted or None | Steel |  | 1901-01-01 | [15 empty] | UST Currently In Use: 0; UST Temp Close: 0; AST Currently In Use: 0; AST Temp Closed: 0 | 0 | 0 | 0 | 17119-053-015254 | M T ROWLAND
40847 | Cannot Locate or abandoned | 1994-07-19 | 1990-01-01 |  | Petroleum | On road diesel | On road diesel |  | Steel | Steel |  | Painted or None | Steel |  | 1901-01-01 | [15 empty] | UST Currently In Use: 0; UST Temp Close: 0; AST Currently In Use: 0; AST Temp Closed: 0 | 0 | 0 | 0 | 17119-053-015254 | M T ROWLAND
40848 | Cannot Locate or abandoned | 1994-07-19 | 1990-01-01 |  | Petroleum | On road diesel | On road diesel |  | Steel | Steel |  | Painted or None | Steel |  | 1901-01-01 | [15 empty] | UST Currently In Use: 0; UST Temp Close: 0; AST Currently In Use: 0; AST Temp Closed: 0 | 0 | 0 | 0 | 17119-053-015254 | M T ROWLAND
40849 | Permanently Closed | 1997-01-01 | 1990-01-01 | 1997-04-23 | Petroleum | On road diesel | On road diesel |  | Steel | Steel |  | Painted or None | Steel |  | 1901-01-01 | [15 empty] | UST Currently In Use: 0; UST Temp Close: 0; AST Currently In Use: 0; AST Temp Closed: 0 | 0 | 0 | 2 | 17120-003-015255 | THOMAS HOSPITAL
40850 | Permanently Closed | 1997-01-01 | 1990-01-01 |  | Petroleum | On road diesel | On road diesel | Emergency power generator | Steel | Steel |  | Painted or None | Steel |  | 1901-01-01 | [15 empty] | UST Currently In Use: 0; UST Temp Close: 0; AST Currently In Use: 0; AST Temp Closed: 0 | 0 | 0 | 2 | 17120-003-015255 | THOMAS HOSPITAL
40851 | Permanently Closed | 2002-11-30 | 1979-01-01 | 2004-11-30 | Petroleum | Unleaded gasoline | Unleaded gasoline | Retail | Steel | Steel | Field installed cathodic protection |  | Steel |  | 1901-01-01 | Field installed cathodic protection | Catchment Basin, Single walled catchment basin | Flow Rest 90% Full | Flow Rest 90% Full |  |  | Statistical Inventory Reconciliation (SIR) | [8 empty] | UST Currently In Use: 2; UST Temp Close: 0; AST Currently In Use: 0; AST Temp Closed: 0 | 2 | 0 | 3 | 17121-097-015257 | R.E.P. PROPERTIES
40852 | Permanently Closed | 2002-11-30 | 1979-01-01 | 2004-11-30 | Petroleum | Premium gasoline | Premium gasoline | Retail | Steel | Steel | Field installed cathodic protection |  | Steel |  | 1901-01-01 | Field installed cathodic protection | Catchment Basin, Single walled catchment basin | Flow Rest 90% Full | Flow Rest 90% Full |  |  | Statistical Inventory Reconciliation (SIR) | [8 empty] | UST Currently In Use: 2; UST Temp Close: 0; AST Currently In Use: 0; AST Temp Closed: 0 | 2 | 0 | 3 | 17121-097-015257 | R.E.P. PROPERTIES
40853 | Permanently Closed | 2002-11-30 | 1979-01-01 | 2004-11-30 | Petroleum | Mid-grade gasoline | Mid-grade gasoline | Retail | Steel | Steel | Field installed cathodic protection |  | Steel |  | 1901-01-01 | Field installed cathodic protection | Catchment Basin, Single walled catchment basin | Flow Rest 90% Full | Flow Rest 90% Full |  |  | Statistical Inventory Reconciliation (SIR) | [8 empty] | UST Currently In Use: 2; UST Temp Close: 0; AST Currently In Use: 0; AST Temp Closed: 0 | 2 | 0 | 3 | 17121-097-015257 | R.E.P. PROPERTIES
40854 | Permanently Closed | 1991-08-01 | 1972-01-01 | 1993-04-22 | Petroleum | Unleaded gasoline | Unleaded gasoline |  | Steel | Steel | Coated & cathodic protection (sti-P3) |  | Steel |  | 1901-01-01 | [15 empty] | UST Currently In Use: 0; UST Temp Close: 0; AST Currently In Use: 0; AST Temp Closed: 0 | 0 | 0 | 2 | 17122-097-007143 | JEANNIE SWEATT/COLEMANS GROCERY
40855 | Permanently Closed | 1991-08-01 | 1972-01-01 | 1993-04-22 | Petroleum | Unleaded gasoline | Unleaded gasoline |  | Steel | Steel | Coated & cathodic protection (sti-P3) |  | Steel |  | 1901-01-01 | [15 empty] | UST Currently In Use: 0; UST Temp Close: 0; AST Currently In Use: 0; AST Temp Closed: 0 | 0 | 0 | 2 | 17122-097-007143 | JEANNIE SWEATT/COLEMANS GROCERY
40856 | Permanently Closed | 1998-04-13 | 1968-01-01 | 1998-06-02 | Petroleum | On road diesel | On road diesel | Emergency Power Generator, State/Federal Government | Steel | Steel |  | Painted or None | Steel |  | 1901-01-01 | [15 empty] | UST Currently In Use: 0; UST Temp Close: 0; AST Currently In Use: 0; AST Temp Closed: 0 | 0 | 0 | 3 | 17123-097-015259 | UNIV OF SO ALA/SAFETY ENV COMPLIANCE
40857 | Permanently Closed | 1998-04-13 | 1968-01-01 | 1998-06-02 | Petroleum | On road diesel | On road diesel | Emergency Power Generator, State/Federal Government | Steel | Steel |  | Painted or None | Steel |  | 1901-01-01 | [15 empty] | UST Currently In Use: 0; UST Temp Close: 0; AST Currently In Use: 0; AST Temp Closed: 0 | 0 | 0 | 3 | 17123-097-015259 | UNIV OF SO ALA/SAFETY ENV COMPLIANCE
40858 | Permanently Closed | 1996-11-01 | 1986-01-01 | 1996-12-11 | Petroleum | Unleaded gasoline | Unleaded gasoline | State/federal government | Steel | Steel |  | Painted or None | Steel |  | 1901-01-01 | [15 empty] | UST Currently In Use: 0; UST Temp Close: 0; AST Currently In Use: 1; AST Temp Closed: 0 | 0 | 0 | 1 | 17123-097-015269 | UNIV OF SO ALA/SAFETY ENV COMPLIANCE
40859 | Permanently Closed | 1994-05-12 | 1983-01-01 | 1994-05-12 | Petroleum | Used oil | Used oil | State/Federal Government | Steel | Steel |  | Painted or None | Steel |  | 1901-01-01 | [15 empty] | UST Currently In Use: 6; UST Temp Close: 0; AST Currently In Use: 2; AST Temp Closed: 0 | 6 | 0 | 14 | 17123-097-015270 | UNIV OF SO ALA/SAFETY ENV COMPLIANCE
40860 | Permanently Closed | 1996-03-07 | 1983-01-01 | 1996-03-07 | Petroleum | Unleaded gasoline | Unleaded gasoline | State/Federal Government | Steel | Steel |  | Painted or None | Steel |  | 1901-01-01 | [15 empty] | UST Currently In Use: 6; UST Temp Close: 0; AST Currently In Use: 2; AST Temp Closed: 0 | 6 | 0 | 14 | 17123-097-015270 | UNIV OF SO ALA/SAFETY ENV COMPLIANCE
40861 | Permanently Closed | 1997-09-08 | 1983-01-01 | 1997-09-08 | Petroleum | On road diesel | On road diesel | State/Federal Government | Steel | Steel |  | Painted or None | Steel |  | 1901-01-01 | [15 empty] | UST Currently In Use: 6; UST Temp Close: 0; AST Currently In Use: 2; AST Temp Closed: 0 | 6 | 0 | 14 | 17123-097-015270 | UNIV OF SO ALA/SAFETY ENV COMPLIANCE
40862 | Permanently Closed | 1996-03-07 | 1983-01-01 | 1996-03-07 | Petroleum | On road diesel | On road diesel | State/Federal Government | Steel | Steel |  | Painted or None | Steel |  | 1901-01-01 | [15 empty] | UST Currently In Use: 6; UST Temp Close: 0; AST Currently In Use: 2; AST Temp Closed: 0 | 6 | 0 | 14 | 17123-097-015270 | UNIV OF SO ALA/SAFETY ENV COMPLIANCE
40863 | Permanently Closed | 1998-01-01 | 1983-01-01 | 1998-01-09 | Petroleum | On road diesel | On road diesel | State/Federal Government | Steel | Steel |  | Painted or None | Steel |  | 1901-01-01 | [15 empty] | UST Currently In Use: 6; UST Temp Close: 0; AST Currently In Use: 2; AST Temp Closed: 0 | 6 | 0 | 14 | 17123-097-015270 | UNIV OF SO ALA/SAFETY ENV COMPLIANCE
40864 | Permanently Closed | 1997-12-01 | 1983-01-01 | 1997-12-16 | Petroleum | On road diesel | On road diesel | State/Federal Government | Steel | Steel |  | Painted or None | Steel |  | 1901-01-01 | [15 empty] | UST Currently In Use: 6; UST Temp Close: 0; AST Currently In Use: 2; AST Temp Closed: 0 | 6 | 0 | 14 | 17123-097-015270 | UNIV OF SO ALA/SAFETY ENV COMPLIANCE
40865 | Permanently Closed | 1997-11-24 | 1983-01-01 | 1997-11-24 | Petroleum | On road diesel | On road diesel | State/Federal Government | Steel | Steel |  | Painted or None | Steel |  | 1901-01-01 | [15 empty] | UST Currently In Use: 6; UST Temp Close: 0; AST Currently In Use: 2; AST Temp Closed: 0 | 6 | 0 | 14 | 17123-097-015270 | UNIV OF SO ALA/SAFETY ENV COMPLIANCE
40866 | Permanently Closed | 1997-12-02 | 1983-01-01 | 1997-12-04 | Petroleum | On road diesel | On road diesel | State/Federal Government | Steel | Steel |  | Painted or None | Steel |  | 1901-01-01 | [15 empty] | UST Currently In Use: 6; UST Temp Close: 0; AST Currently In Use: 2; AST Temp Closed: 0 | 6 | 0 | 14 | 17123-097-015270 | UNIV OF SO ALA/SAFETY ENV COMPLIANCE
40867 | Permanently Closed | 1990-11-13 | 1983-01-01 | 1990-11-13 | Petroleum | Unleaded gasoline | Unleaded gasoline | State/Federal Government | Steel | Steel |  | Painted or None | Steel |  | 1901-01-01 | [15 empty] | UST Currently In Use: 6; UST Temp Close: 0; AST Currently In Use: 2; AST Temp Closed: 0 | 6 | 0 | 14 | 17123-097-015270 | UNIV OF SO ALA/SAFETY ENV COMPLIANCE
40868 | Permanently Closed | 1998-01-01 | 1983-01-01 | 1998-01-08 | Petroleum | On road diesel | On road diesel | State/Federal Government | Steel | Steel |  | Painted or None | Steel |  | 1901-01-01 | [15 empty] | UST Currently In Use: 6; UST Temp Close: 0; AST Currently In Use: 2; AST Temp Closed: 0 | 6 | 0 | 14 | 17123-097-015270 | UNIV OF SO ALA/SAFETY ENV COMPLIANCE
40869 | Permanently Closed | 1997-04-01 | 1983-01-01 | 1997-04-14 | Petroleum | On road diesel | On road diesel | State/Federal Government | Steel | Steel |  | Painted or None | Steel |  | 1901-01-01 | [15 empty] | UST Currently In Use: 6; UST Temp Close: 0; AST Currently In Use: 2; AST Temp Closed: 0 | 6 | 0 | 14 | 17123-097-015270 | UNIV OF SO ALA/SAFETY ENV COMPLIANCE
40870 | Permanently Closed | 1997-04-01 | 1983-01-01 | 1997-05-23 | Petroleum | On road diesel | On road diesel | State/Federal Government | Steel | Steel |  | Painted or None | Steel |  | 1901-01-01 | [15 empty] | UST Currently In Use: 6; UST Temp Close: 0; AST Currently In Use: 2; AST Temp Closed: 0 | 6 | 0 | 14 | 17123-097-015270 | UNIV OF SO ALA/SAFETY ENV COMPLIANCE
40871 | Permanently Closed | 1998-02-05 | 1965-01-01 | 1998-02-05 | Petroleum | On road diesel | On road diesel | State/federal government | Steel | Steel |  | Painted or None | Steel |  | 1901-01-01 | [12 empty] | Annual line testing | Annual line testing |  | UST Currently In Use: 1; UST Temp Close: 0; AST Currently In Use: 0; AST Temp Closed: 0 | 1 | 0 | 2 | 17123-097-015271 | UNIV OF SO ALA/SAFETY ENV COMPLIANCE
40872 | Currently in Use |  | 1974-01-01 |  | Petroleum | On road diesel | On road diesel | Emergency Power Generator, State/Federal Government | Steel | Steel | Field installed cathodic protection |  | Flexible |  |  |  | Catchment Basin, Single walled catchment basin | Automatic shutoff device At 95% full | Automatic shutoff device At 95% full |  |  | Automatic Tank Gauge | [8 empty] | UST Currently In Use: 1; UST Temp Close: 0; AST Currently In Use: 0; AST Temp Closed: 0 | 1 | 0 | 2 | 17123-097-015271 | UNIV OF SO ALA/SAFETY ENV COMPLIANCE
40873 | Permanently Closed | 1994-12-13 | 1981-01-01 | 1995-04-15 | Petroleum | Unleaded gasoline | Unleaded gasoline | State/federal government | Steel | Steel |  | Painted or None | Steel |  | 1901-01-01 | [15 empty] | UST Currently In Use: 1; UST Temp Close: 0; AST Currently In Use: 0; AST Temp Closed: 0 | 1 | 0 | 2 | 17123-097-015271 | UNIV OF SO ALA/SAFETY ENV COMPLIANCE
40875 | Permanently Closed | 1990-12-26 | 1990-01-01 | 1990-12-26 | Petroleum | Unleaded gasoline | Unleaded gasoline |  | Steel | Steel |  |  | Steel |  | 1901-01-01 | [15 empty] | UST Currently In Use: 0; UST Temp Close: 0; AST Currently In Use: 0; AST Temp Closed: 0 | 0 | 0 | 2 | 17124-097-015260 | COUNTRY CLUB OF MOBILE
40876 | Permanently Closed | 1990-12-26 | 1990-01-01 | 1990-12-26 | Petroleum | On road diesel | On road diesel |  | Steel | Steel |  |  | Steel |  | 1901-01-01 | [15 empty] | UST Currently In Use: 0; UST Temp Close: 0; AST Currently In Use: 0; AST Temp Closed: 0 | 0 | 0 | 2 | 17124-097-015260 | COUNTRY CLUB OF MOBILE
40877 | Permanently Closed | 2006-12-13 | 1989-07-01 | 2006-12-13 | Petroleum | On road diesel | On road diesel | State/federal government | Fiberglass reinforced plastic | Fiberglass reinforced plastic |  |  | Fiberglass reinforced plastic |  | 1901-01-01 |  | Catchment Basin, Single walled catchment basin | Automatic shutoff device At 95% full | Automatic shutoff device At 95% full | Interstitial Monitoring within Secondary Containment | [10 empty] | UST Currently In Use: 0; UST Temp Close: 0; AST Currently In Use: 0; AST Temp Closed: 0 | 0 | 0 | 1 | 17125-089-014897 | MARINE CORPS RESERVE CENTER
40878 | Permanently Closed | 1990-11-07 | 1969-01-01 | 1990-11-07 | Petroleum | Unleaded gasoline | Unleaded gasoline |  | Steel | Steel |  | Painted or None | Steel |  | 1901-01-01 | [15 empty] | UST Currently In Use: 0; UST Temp Close: 2; AST Currently In Use: 1; AST Temp Closed: 0 | 0 | 2 | 2 | 23833-089-003913 | JAMES E RATLIFF
40879 | Permanently Closed | 1990-11-07 | 1969-01-01 | 1990-11-07 | Petroleum | Unleaded gasoline | Unleaded gasoline |  | Steel | Steel |  | Painted or None | Steel |  | 1901-01-01 | [15 empty] | UST Currently In Use: 0; UST Temp Close: 2; AST Currently In Use: 1; AST Temp Closed: 0 | 0 | 2 | 2 | 23833-089-003913 | JAMES E RATLIFF
40880 | Permanently Closed | 1994-06-23 | 1978-01-01 | 1994-06-23 | Petroleum | Unleaded gasoline | Unleaded gasoline |  | Steel | Steel |  | Painted or None | Steel |  | 1901-01-01 | [6 empty] | Automatic Tank Gauge | [8 empty] | UST Currently In Use: 0; UST Temp Close: 0; AST Currently In Use: 0; AST Temp Closed: 0 | 0 | 0 | 6 | 23162-083-014899 | RANDY HOBBS
40881 | Permanently Closed | 1994-06-23 | 1978-01-01 | 1994-06-23 | Petroleum | Unleaded gasoline | Unleaded gasoline |  | Steel | Steel |  | Painted or None | Steel |  | 1901-01-01 | [6 empty] | Automatic Tank Gauge | [8 empty] | UST Currently In Use: 0; UST Temp Close: 0; AST Currently In Use: 0; AST Temp Closed: 0 | 0 | 0 | 6 | 23162-083-014899 | RANDY HOBBS
40882 | Permanently Closed | 1994-06-23 | 1978-01-01 | 1994-06-23 | Petroleum | Unleaded gasoline | Unleaded gasoline |  | Steel | Steel |  | Painted or None | Steel |  | 1901-01-01 | [6 empty] | Automatic Tank Gauge | [8 empty] | UST Currently In Use: 0; UST Temp Close: 0; AST Currently In Use: 0; AST Temp Closed: 0 | 0 | 0 | 6 | 23162-083-014899 | RANDY HOBBS
40883 | Permanently Closed | 1990-03-29 | 1978-01-01 | 1994-06-23 | Petroleum | Unleaded gasoline | Unleaded gasoline |  | Steel | Steel |  | Painted or None | Steel |  | 1901-01-01 | [6 empty] | Other | [8 empty] | UST Currently In Use: 0; UST Temp Close: 0; AST Currently In Use: 0; AST Temp Closed: 0 | 0 | 0 | 6 | 23162-083-014899 | RANDY HOBBS
40884 | Cannot Locate or abandoned | 1999-07-14 | 1978-01-01 |  | Petroleum | Unleaded gasoline | Unleaded gasoline | Retail | Steel | Steel |  |  | Steel |  | 1901-01-01 | [12 empty] | Annual line testing | Annual line testing |  | UST Currently In Use: 0; UST Temp Close: 0; AST Currently In Use: 0; AST Temp Closed: 0 | 0 | 0 | 0 | 17128-033-006460 | STEVEN NEUGENT
40885 | Cannot Locate or abandoned | 1999-07-14 | 1978-01-01 |  | Petroleum | Unleaded gasoline | Unleaded gasoline | Retail | Steel | Steel |  |  | Steel |  | 1901-01-01 | [12 empty] | Annual line testing | Annual line testing |  | UST Currently In Use: 0; UST Temp Close: 0; AST Currently In Use: 0; AST Temp Closed: 0 | 0 | 0 | 0 | 17128-033-006460 | STEVEN NEUGENT
40886 | Cannot Locate or abandoned | 1999-07-14 | 1978-01-01 |  | Petroleum | Unleaded gasoline | Unleaded gasoline | Retail | Steel | Steel |  |  | Steel |  | 1901-01-01 | [12 empty] | Annual line testing | Annual line testing |  | UST Currently In Use: 0; UST Temp Close: 0; AST Currently In Use: 0; AST Temp Closed: 0 | 0 | 0 | 0 | 17128-033-006460 | STEVEN NEUGENT
40887 | Cannot Locate or abandoned | 1999-07-14 | 1990-01-01 |  | Petroleum | On road diesel | On road diesel | Retail | Steel | Steel |  |  | Steel |  | 1901-01-01 | [12 empty] | Annual line testing | Annual line testing |  | UST Currently In Use: 0; UST Temp Close: 0; AST Currently In Use: 0; AST Temp Closed: 0 | 0 | 0 | 0 | 17128-033-006460 | STEVEN NEUGENT
40888 | Temporary Closed | 2022-01-01 | 1990-06-01 |  | Petroleum | Unleaded gasoline | Unleaded gasoline | Retail | Single Wall, Steel | Steel | Coated & cathodic protection (sti-P3) |  | Fiberglass reinforced plastic, Single Wall |  |  |  | Catchment Basin, Single walled catchment basin | Automatic shutoff device At 95% full | Automatic shutoff device At 95% full |  |  | Statistical Inventory Reconciliation (SIR) | Direct Bury submersible pump | [7 empty] | UST Currently In Use: 1; UST Temp Close: 1; AST Currently In Use: 0; AST Temp Closed: 0 | 1 | 1 | 0 | 25722-103-015300 | BUSTER SHELTON
40889 | Currently in Use |  | 1990-06-01 |  | Petroleum | Unleaded gasoline | Unleaded gasoline | Retail | Single Wall, Steel | Steel | Coated & cathodic protection (sti-P3) |  | Fiberglass reinforced plastic, Single Wall |  |  |  | Catchment Basin, Single walled catchment basin | Automatic shutoff device At 95% full | Automatic shutoff device At 95% full |  |  | Statistical Inventory Reconciliation (SIR) | Direct Bury submersible pump | [7 empty] | UST Currently In Use: 1; UST Temp Close: 1; AST Currently In Use: 0; AST Temp Closed: 0 | 1 | 1 | 0 | 25722-103-015300 | BUSTER SHELTON
40890 | Permanently Closed | 1991-07-17 | 1973-01-01 | 1991-07-17 | Petroleum | Unleaded gasoline | Unleaded gasoline |  | Steel | Steel |  | Painted or None | Steel |  | 1901-01-01 | [15 empty] | UST Currently In Use: 0; UST Temp Close: 0; AST Currently In Use: 0; AST Temp Closed: 0 | 0 | 0 | 6 | 17132-071-000210 | W AND E LAND COMPANY INC
40891 | Permanently Closed | 1991-07-17 | 1973-01-01 | 1991-07-17 | Petroleum | Unleaded gasoline | Unleaded gasoline |  | Steel | Steel |  | Painted or None | Steel |  | 1901-01-01 | [15 empty] | UST Currently In Use: 0; UST Temp Close: 0; AST Currently In Use: 0; AST Temp Closed: 0 | 0 | 0 | 6 | 17132-071-000210 | W AND E LAND COMPANY INC
40892 | Permanently Closed | 1991-07-17 | 1973-01-01 | 1991-07-17 | Petroleum | Unleaded gasoline | Unleaded gasoline |  | Steel | Steel |  | Painted or None | Steel |  | 1901-01-01 | [15 empty] | UST Currently In Use: 0; UST Temp Close: 0; AST Currently In Use: 0; AST Temp Closed: 0 | 0 | 0 | 6 | 17132-071-000210 | W AND E LAND COMPANY INC
40893 | Permanently Closed | 1991-07-17 | 1973-01-01 | 1991-07-17 | Petroleum | Unleaded gasoline | Unleaded gasoline |  | Steel | Steel |  | Painted or None | Steel |  | 1901-01-01 | [15 empty] | UST Currently In Use: 0; UST Temp Close: 0; AST Currently In Use: 0; AST Temp Closed: 0 | 0 | 0 | 6 | 17132-071-000210 | W AND E LAND COMPANY INC
40894 | Currently in Use |  | 1990-02-19 |  | Petroleum | Unleaded gasoline | Unleaded gasoline | Retail | Single Wall, Steel | Steel | Coated & cathodic protection (sti-P3) |  | Double Wall, Fiberglass reinforced plastic |  |  | Other, FLXS ISOLA | Catchment Basin, Single walled catchment basin | Audible high level alarm At 90% full | Audible high level alarm At 90% full |  |  | Automatic Tank Gauge | Single walled submersible pump containment sump | Automatic flow restrictor (MLLD) | Automatic flow restrictor (MLLD) |  |  | Annual line testing | Annual line testing |  | UST Currently In Use: 4; UST Temp Close: 0; AST Currently In Use: 1; AST Temp Closed: 0 | 4 | 0 | 0 | 25766-077-015304 | BOXSTAR LLC DBA BIG STAR GAS
40895 | Currently in Use |  | 1990-02-19 |  | Petroleum | Premium gasoline | Premium gasoline | Retail | Single Wall, Steel | Steel | Coated & cathodic protection (sti-P3) |  | Double Wall, Fiberglass reinforced plastic |  |  | Other, FLXS ISOLA | Catchment Basin, Single walled catchment basin | Audible high level alarm At 90% full | Audible high level alarm At 90% full |  |  | Automatic Tank Gauge | Single walled submersible pump containment sump | Automatic flow restrictor (MLLD) | Automatic flow restrictor (MLLD) |  |  | Annual line testing | Annual line testing |  | UST Currently In Use: 4; UST Temp Close: 0; AST Currently In Use: 1; AST Temp Closed: 0 | 4 | 0 | 0 | 25766-077-015304 | BOXSTAR LLC DBA BIG STAR GAS
40896 | Currently in Use |  | 1990-02-19 |  | Petroleum | Unleaded gasoline | Unleaded gasoline | Retail | Single Wall, Steel | Steel | Coated & cathodic protection (sti-P3) |  | Double Wall, Fiberglass reinforced plastic |  |  | Other, FLXS ISOLA | Catchment Basin, Single walled catchment basin | Audible high level alarm At 90% full | Audible high level alarm At 90% full |  |  | Automatic Tank Gauge | Single walled submersible pump containment sump | Automatic flow restrictor (MLLD) | Automatic flow restrictor (MLLD) |  |  | Annual line testing | Annual line testing |  | UST Currently In Use: 4; UST Temp Close: 0; AST Currently In Use: 1; AST Temp Closed: 0 | 4 | 0 | 0 | 25766-077-015304 | BOXSTAR LLC DBA BIG STAR GAS
40897 | Currently in Use |  | 1990-02-19 |  | Petroleum | On road diesel | On road diesel | Retail | Single Wall, Steel | Steel | Coated & cathodic protection (sti-P3) |  | Double Wall, Fiberglass reinforced plastic |  |  | Other, FLXS ISOLA | Catchment Basin, Single walled catchment basin | Audible high level alarm At 90% full | Audible high level alarm At 90% full |  |  | Automatic Tank Gauge | Single walled submersible pump containment sump | Automatic flow restrictor (MLLD) | Automatic flow restrictor (MLLD) |  |  | Annual line testing | Annual line testing |  | UST Currently In Use: 4; UST Temp Close: 0; AST Currently In Use: 1; AST Temp Closed: 0 | 4 | 0 | 0 | 25766-077-015304 | BOXSTAR LLC DBA BIG STAR GAS
40898 | Currently in Use |  | 1990-01-01 |  | Petroleum | Unleaded gasoline | Unleaded gasoline | Retail | Single Wall, Steel | Steel | Coated & cathodic protection (sti-P3) |  | Fiberglass reinforced plastic, Single Wall |  | 1901-01-01 |  | Catchment Basin, Single walled catchment basin | Automatic shutoff device At 95% full | Automatic shutoff device At 95% full |  |  | Statistical Inventory Reconciliation (SIR) | [8 empty] | UST Currently In Use: 4; UST Temp Close: 0; AST Currently In Use: 0; AST Temp Closed: 0 | 4 | 0 | 0 | 25163-077-015307 | BEVERLY STONE
40899 | Currently in Use |  | 1990-01-01 |  | Petroleum | On road diesel | On road diesel | Retail | Single Wall, Steel | Steel | Coated & cathodic protection (sti-P3) |  | Fiberglass reinforced plastic, Single Wall |  | 1901-01-01 |  | Catchment Basin, Single walled catchment basin | Automatic shutoff device At 95% full | Automatic shutoff device At 95% full |  |  | Statistical Inventory Reconciliation (SIR) | [8 empty] | UST Currently In Use: 4; UST Temp Close: 0; AST Currently In Use: 0; AST Temp Closed: 0 | 4 | 0 | 0 | 25163-077-015307 | BEVERLY STONE
40900 | Currently in Use |  | 1990-01-01 |  | Petroleum | Premium gasoline | Premium gasoline | Retail | Double Wall, Fiberglass coated steel | Fiberglass coated steel |  |  | Fiberglass reinforced plastic, Single Wall |  | 1901-01-01 |  | Catchment Basin, Single walled catchment basin | Automatic shutoff device At 95% full | Automatic shutoff device At 95% full |  |  | Statistical Inventory Reconciliation (SIR) | [8 empty] | UST Currently In Use: 4; UST Temp Close: 0; AST Currently In Use: 0; AST Temp Closed: 0 | 4 | 0 | 0 | 25163-077-015307 | BEVERLY STONE
40901 | Currently in Use |  | 1990-01-01 |  | Petroleum | On road diesel | On road diesel | Retail | Double Wall, Fiberglass coated steel | Fiberglass coated steel |  |  | Fiberglass reinforced plastic, Single Wall |  | 1901-01-01 |  | Catchment Basin, Single walled catchment basin | Automatic shutoff device At 95% full | Automatic shutoff device At 95% full |  |  | Statistical Inventory Reconciliation (SIR) | [8 empty] | UST Currently In Use: 4; UST Temp Close: 0; AST Currently In Use: 0; AST Temp Closed: 0 | 4 | 0 | 0 | 25163-077-015307 | BEVERLY STONE
40902 | Permanently Closed | 2014-10-06 | 1990-06-01 | 2016-10-06 | Petroleum | On road diesel | On road diesel | Industrial | Fiberglass reinforced plastic | Fiberglass reinforced plastic |  |  | Double Wall, Fiberglass reinforced plastic |  | 1901-01-01 |  | Catchment Basin, Single walled catchment basin | Flow Rest 90% Full | Flow Rest 90% Full |  |  | Automatic Tank Gauge | [5 empty] | Annual line testing | Annual line testing |  | UST Currently In Use: 0; UST Temp Close: 0; AST Currently In Use: 0; AST Temp Closed: 0 | 0 | 0 | 4 | 17135-043-015309 | W S BADCOCK CORP
40903 | Permanently Closed | 2014-10-06 | 1990-06-01 | 2016-10-06 | Petroleum | On road diesel | On road diesel | Industrial | Fiberglass reinforced plastic | Fiberglass reinforced plastic |  |  | Double Wall, Fiberglass reinforced plastic |  | 1901-01-01 |  | Catchment Basin, Single walled catchment basin | Flow Rest 90% Full | Flow Rest 90% Full |  |  | Automatic Tank Gauge | [5 empty] | Annual line testing | Annual line testing |  | UST Currently In Use: 0; UST Temp Close: 0; AST Currently In Use: 0; AST Temp Closed: 0 | 0 | 0 | 4 | 17135-043-015309 | W S BADCOCK CORP
40904 | Permanently Closed | 2004-01-01 | 1990-06-01 | 2016-10-06 | Petroleum | Other, NEW OIL | Other | Industrial | Fiberglass reinforced plastic | Fiberglass reinforced plastic |  |  | Fiberglass reinforced plastic, Single Wall |  | 1901-01-01 |  | Catchment Basin, Single walled catchment basin | Flow Rest 90% Full | Flow Rest 90% Full |  |  | Manual Tank Gauging (only tanks 1000 gal. or less and 48” or 64” in diameter) | [8 empty] | UST Currently In Use: 0; UST Temp Close: 0; AST Currently In Use: 0; AST Temp Closed: 0 | 0 | 0 | 4 | 17135-043-015309 | W S BADCOCK CORP
40905 | Permanently Closed | 2004-01-01 | 1990-06-01 | 2016-10-06 | Petroleum | Used oil | Used oil |  | Fiberglass reinforced plastic | Fiberglass reinforced plastic |  |  | Fiberglass reinforced plastic, Single Wall |  | 1901-01-01 |  | Other, EXEMPT | Other, EXEMPT | Other |  |  | Manual Tank Gauging (only tanks 1000 gal. or less and 48” or 64” in diameter) | [8 empty] | UST Currently In Use: 0; UST Temp Close: 0; AST Currently In Use: 0; AST Temp Closed: 0 | 0 | 0 | 4 | 17135-043-015309 | W S BADCOCK CORP
40906 | Retired | 1988-01-01 | 1987-01-01 |  | Petroleum | Unleaded gasoline | Unleaded gasoline |  | Steel | Steel | Coated & cathodic protection (sti-P3) |  | Fiberglass reinforced plastic |  | 1901-01-01 | [12 empty] | Annual line testing | Annual line testing |  | UST Currently In Use: 0; UST Temp Close: 4; AST Currently In Use: 0; AST Temp Closed: 0 | 0 | 4 | 0 | 25291-071-015311 | LINDSEY EVANS LDE PRIDE LLC
40907 | Retired | 1988-01-01 | 1987-01-01 |  | Petroleum | Unleaded gasoline | Unleaded gasoline |  | Steel | Steel | Coated & cathodic protection (sti-P3) |  | Fiberglass reinforced plastic |  | 1901-01-01 | [12 empty] | Annual line testing | Annual line testing |  | UST Currently In Use: 0; UST Temp Close: 4; AST Currently In Use: 0; AST Temp Closed: 0 | 0 | 4 | 0 | 25291-071-015311 | LINDSEY EVANS LDE PRIDE LLC
40908 | Retired | 1988-01-01 | 1987-01-01 |  | Petroleum | Unleaded gasoline | Unleaded gasoline |  | Steel | Steel | Coated & cathodic protection (sti-P3) |  | Fiberglass reinforced plastic |  | 1901-01-01 | [12 empty] | Annual line testing | Annual line testing |  | UST Currently In Use: 0; UST Temp Close: 4; AST Currently In Use: 0; AST Temp Closed: 0 | 0 | 4 | 0 | 25291-071-015311 | LINDSEY EVANS LDE PRIDE LLC
40909 | Retired | 1988-01-01 | 1987-01-01 |  | Petroleum | On road diesel | On road diesel |  | Steel | Steel | Coated & cathodic protection (sti-P3) |  | Fiberglass reinforced plastic |  | 1901-01-01 | [12 empty] | Annual line testing | Annual line testing |  | UST Currently In Use: 0; UST Temp Close: 4; AST Currently In Use: 0; AST Temp Closed: 0 | 0 | 4 | 0 | 25291-071-015311 | LINDSEY EVANS LDE PRIDE LLC
40910 |  | 1998-12-21 | 1978-01-01 |  | Petroleum | Unleaded gasoline | Unleaded gasoline |  | Steel | Steel |  | Painted or None | Steel |  | 1901-01-01 | [6 empty] | Statistical Inventory Reconciliation (SIR) | [8 empty] | UST Currently In Use: 2; UST Temp Close: 0; AST Currently In Use: 0; AST Temp Closed: 0 | 2 | 0 | 0 | 17137-043-010839 | ROGER SIMMONS
40911 |  | 1998-12-21 | 1978-01-01 |  | Petroleum | Unleaded gasoline | Unleaded gasoline |  | Steel | Steel |  | Painted or None | Steel |  | 1901-01-01 | [6 empty] | Statistical Inventory Reconciliation (SIR) | [8 empty] | UST Currently In Use: 2; UST Temp Close: 0; AST Currently In Use: 0; AST Temp Closed: 0 | 2 | 0 | 0 | 17137-043-010839 | ROGER SIMMONS
40912 |  | 1998-12-21 | 1978-01-01 |  | Petroleum | Unleaded gasoline | Unleaded gasoline |  | Steel | Steel |  | Painted or None | Steel |  | 1901-01-01 | [6 empty] | Statistical Inventory Reconciliation (SIR) | [8 empty] | UST Currently In Use: 2; UST Temp Close: 0; AST Currently In Use: 0; AST Temp Closed: 0 | 2 | 0 | 0 | 17137-043-010839 | ROGER SIMMONS
40913 | Permanently Closed | 1994-02-01 | 1986-01-01 | 1994-12-13 | Petroleum | Unleaded gasoline | Unleaded gasoline |  | Steel | Steel | Coated & cathodic protection (sti-P3) |  | Steel |  | 1901-01-01 | [6 empty] | Manual Tank Gauging (only tanks 1000 gal. or less and 48” or 64” in diameter) | [8 empty] | UST Currently In Use: 0; UST Temp Close: 0; AST Currently In Use: 0; AST Temp Closed: 0 | 0 | 0 | 4 | 17138-077-015312 | ESTHER E GREEN
40914 | Permanently Closed | 1994-02-01 | 1986-01-01 | 1994-12-13 | Petroleum | Unleaded gasoline | Unleaded gasoline |  | Steel | Steel | Coated & cathodic protection (sti-P3) |  | Steel |  | 1901-01-01 | [6 empty] | Manual Tank Gauging (only tanks 1000 gal. or less and 48” or 64” in diameter) | [8 empty] | UST Currently In Use: 0; UST Temp Close: 0; AST Currently In Use: 0; AST Temp Closed: 0 | 0 | 0 | 4 | 17138-077-015312 | ESTHER E GREEN
40915 | Permanently Closed | 1994-02-01 | 1986-01-01 | 1994-12-13 | Petroleum | Unleaded gasoline | Unleaded gasoline |  | Steel | Steel | Coated & cathodic protection (sti-P3) |  | Steel |  | 1901-01-01 | [6 empty] | Manual Tank Gauging (only tanks 1000 gal. or less and 48” or 64” in diameter) | [8 empty] | UST Currently In Use: 0; UST Temp Close: 0; AST Currently In Use: 0; AST Temp Closed: 0 | 0 | 0 | 4 | 17138-077-015312 | ESTHER E GREEN
40916 | Permanently Closed | 1992-02-01 | 1986-01-01 | 1994-12-13 | Petroleum | On road diesel | On road diesel |  | Steel | Steel | Coated & cathodic protection (sti-P3) |  | Steel |  | 1901-01-01 | [6 empty] | Manual Tank Gauging (only tanks 1000 gal. or less and 48” or 64” in diameter) | [8 empty] | UST Currently In Use: 0; UST Temp Close: 0; AST Currently In Use: 0; AST Temp Closed: 0 | 0 | 0 | 4 | 17138-077-015312 | ESTHER E GREEN
40917 | Permanently Closed | 1996-12-31 | 1984-01-01 | 1998-12-31 | Petroleum | Unleaded gasoline | Unleaded gasoline |  | Steel | Steel |  | Painted or None | Steel |  | 1901-01-01 | [15 empty] | UST Currently In Use: 0; UST Temp Close: 0; AST Currently In Use: 0; AST Temp Closed: 0 | 0 | 0 | 3 | 17139-019-005688 | CURTIS VAUGHAN
40918 | Permanently Closed | 1996-12-31 | 1984-01-01 | 1998-12-31 | Petroleum | Unleaded gasoline | Unleaded gasoline |  | Steel | Steel |  | Painted or None | Steel |  | 1901-01-01 | [15 empty] | UST Currently In Use: 0; UST Temp Close: 0; AST Currently In Use: 0; AST Temp Closed: 0 | 0 | 0 | 3 | 17139-019-005688 | CURTIS VAUGHAN
40919 | Permanently Closed | 1996-12-31 | 1984-01-01 | 1998-12-31 | Petroleum | Unleaded gasoline | Unleaded gasoline |  | Steel | Steel |  | Painted or None | Steel |  | 1901-01-01 | [15 empty] | UST Currently In Use: 0; UST Temp Close: 0; AST Currently In Use: 0; AST Temp Closed: 0 | 0 | 0 | 3 | 17139-019-005688 | CURTIS VAUGHAN
40920 | Retired | 1988-12-22 | 1983-01-01 |  | Petroleum | Unleaded gasoline | Unleaded gasoline |  | Steel | Steel |  |  |  |  | 1901-01-01 | [6 empty] | Manual Tank Gauging (only tanks 1000 gal. or less and 48” or 64” in diameter) | [8 empty] | UST Currently In Use: 0; UST Temp Close: 0; AST Currently In Use: 0; AST Temp Closed: 0 | 0 | 0 | 0 | 19146-071-015316 | NANCY L SWAIM
40921 | Retired | 1988-12-22 | 1983-01-01 |  | Petroleum | Unleaded gasoline | Unleaded gasoline |  | Steel | Steel |  |  |  |  | 1901-01-01 | [6 empty] | Manual Tank Gauging (only tanks 1000 gal. or less and 48” or 64” in diameter) | [8 empty] | UST Currently In Use: 0; UST Temp Close: 0; AST Currently In Use: 0; AST Temp Closed: 0 | 0 | 0 | 0 | 19146-071-015316 | NANCY L SWAIM
40922 | Permanently Closed | 1997-12-22 | 1985-01-01 |  | Petroleum | Unleaded gasoline | Unleaded gasoline |  | Steel | Steel |  | Painted or None | Steel |  | 1901-01-01 | [6 empty] | Manual Tank Gauging (only tanks 1000 gal. or less and 48” or 64” in diameter) | [8 empty] | UST Currently In Use: 0; UST Temp Close: 0; AST Currently In Use: 0; AST Temp Closed: 0 | 0 | 0 | 2 | 17141-071-015317 | JOHNSONS GROCERY
40923 | Permanently Closed | 1997-12-22 | 1985-01-01 |  | Petroleum | Unleaded gasoline | Unleaded gasoline |  | Steel | Steel |  | Painted or None | Steel |  | 1901-01-01 | [6 empty] | Manual Tank Gauging (only tanks 1000 gal. or less and 48” or 64” in diameter) | [8 empty] | UST Currently In Use: 0; UST Temp Close: 0; AST Currently In Use: 0; AST Temp Closed: 0 | 0 | 0 | 2 | 17141-071-015317 | JOHNSONS GROCERY
40924 | Permanently Closed | 1992-06-01 | 1990-01-01 | 1997-10-30 | Petroleum | Unleaded gasoline | Unleaded gasoline |  | Steel | Steel |  |  | Steel |  | 1901-01-01 | [6 empty] | Manual Tank Gauging (only tanks 1000 gal. or less and 48” or 64” in diameter) | [8 empty] | UST Currently In Use: 0; UST Temp Close: 0; AST Currently In Use: 0; AST Temp Closed: 0 | 0 | 0 | 2 | 17142-033-015318 | JERRY SOCKWELL
40925 | Permanently Closed | 1992-06-01 | 1990-01-01 | 1997-10-30 | Petroleum | Unleaded gasoline | Unleaded gasoline |  | Steel | Steel |  |  | Steel |  | 1901-01-01 | [6 empty] | Manual Tank Gauging (only tanks 1000 gal. or less and 48” or 64” in diameter) | [8 empty] | UST Currently In Use: 0; UST Temp Close: 0; AST Currently In Use: 0; AST Temp Closed: 0 | 0 | 0 | 2 | 17142-033-015318 | JERRY SOCKWELL
40926 | Permanently Closed | 1992-02-19 | 1983-07-01 | 1992-02-19 | Petroleum | On road diesel | On road diesel |  | Steel | Steel |  | Painted or None | Steel |  | 1901-01-01 | [6 empty] | Other | [8 empty] | UST Currently In Use: 0; UST Temp Close: 0; AST Currently In Use: 0; AST Temp Closed: 0 | 0 | 0 | 4 | 17143-071-015320 | JAMES ADAMS
40927 | Permanently Closed | 1992-02-19 | 1983-07-01 | 1992-02-19 | Petroleum | On road diesel | On road diesel |  | Steel | Steel |  | Painted or None | Steel |  | 1901-01-01 | [6 empty] | Other | [8 empty] | UST Currently In Use: 0; UST Temp Close: 0; AST Currently In Use: 0; AST Temp Closed: 0 | 0 | 0 | 4 | 17143-071-015320 | JAMES ADAMS
40928 | Permanently Closed | 1992-02-19 | 1983-07-01 | 1992-02-19 | Petroleum | Unleaded gasoline | Unleaded gasoline |  | Steel | Steel |  | Painted or None | Steel |  | 1901-01-01 | [6 empty] | Other | [8 empty] | UST Currently In Use: 0; UST Temp Close: 0; AST Currently In Use: 0; AST Temp Closed: 0 | 0 | 0 | 4 | 17143-071-015320 | JAMES ADAMS
40929 | Permanently Closed | 1992-02-19 | 1983-07-01 | 1992-02-19 | Petroleum | Unleaded gasoline | Unleaded gasoline |  | Steel | Steel |  | Painted or None | Steel |  | 1901-01-01 | [6 empty] | Other | [8 empty] | UST Currently In Use: 0; UST Temp Close: 0; AST Currently In Use: 0; AST Temp Closed: 0 | 0 | 0 | 4 | 17143-071-015320 | JAMES ADAMS
40930 | Permanently Closed | 1998-12-22 | 1986-12-01 | 1999-10-01 | Petroleum | Unleaded gasoline | Unleaded gasoline | Retail | Steel | Steel |  | Painted or None | Steel |  | 1901-01-01 | [15 empty] | UST Currently In Use: 0; UST Temp Close: 0; AST Currently In Use: 0; AST Temp Closed: 0 | 0 | 0 | 2 | 17144-071-015321 | JIMMY CULPEPPER
40931 | Permanently Closed | 1998-12-22 | 1985-07-01 | 1999-10-01 | Petroleum | Unleaded gasoline | Unleaded gasoline | Retail | Steel | Steel |  | Painted or None | Steel |  | 1901-01-01 | [15 empty] | UST Currently In Use: 0; UST Temp Close: 0; AST Currently In Use: 0; AST Temp Closed: 0 | 0 | 0 | 2 | 17144-071-015321 | JIMMY CULPEPPER
40932 | Permanently Closed | 2012-05-18 | 1990-06-22 |  | Petroleum | On road diesel | On road diesel | Emergency Power Generator, Industrial | Fiberglass reinforced plastic | Fiberglass reinforced plastic |  |  | Fiberglass reinforced plastic |  | 1901-01-01 |  | Catchment Basin, Single walled catchment basin | Automatic shutoff device At 95% full | Automatic shutoff device At 95% full | Interstitial Monitoring within Secondary Containment | [10 empty] | UST Currently In Use: 2; UST Temp Close: 0; AST Currently In Use: 7; AST Temp Closed: 0 | 2 | 0 | 9 | 12493-089-008607 | HUNTSVILLE MADISON COUNTY AIRPORT
40933 | Permanently Closed | 1997-10-01 | 1988-01-01 | 2000-02-14 | Petroleum | Unleaded gasoline | Unleaded gasoline |  | Steel | Steel |  |  | Steel |  | 1901-01-01 | [15 empty] | UST Currently In Use: 0; UST Temp Close: 0; AST Currently In Use: 0; AST Temp Closed: 0 | 0 | 0 | 2 | 20863-071-015325 | ROBERT WARD
40934 | Permanently Closed | 1997-10-01 | 1988-01-01 | 2000-02-14 | Petroleum | Unleaded gasoline | Unleaded gasoline |  | Steel | Steel |  |  | Steel |  | 1901-01-01 | [15 empty] | UST Currently In Use: 0; UST Temp Close: 0; AST Currently In Use: 0; AST Temp Closed: 0 | 0 | 0 | 2 | 20863-071-015325 | ROBERT WARD
40935 | Currently in Use |  | 1990-06-19 |  | Petroleum | Unleaded gasoline | Unleaded gasoline | Retail | Steel, 10K/8K | Steel | Coated & cathodic protection (sti-P3) |  | Double Wall, Fiberglass reinforced plastic |  |  |  | Catchment Basin, Single walled catchment basin | Flow Rest 90% Full | Flow Rest 90% Full |  |  | Automatic Tank Gauge, Statistical Inventory Reconciliation (SIR) |  | Automatic flow restrictor (MLLD), Containment Sump | Containment Sump |  |  | Statistical inventory reconciliation (SIR) | Statistical inventory reconciliation (SIR) |  | UST Currently In Use: 3; UST Temp Close: 0; AST Currently In Use: 0; AST Temp Closed: 0 | 3 | 0 | 0 | 17904-055-015326 | JEFFREY A. BROWN
40936 | Currently in Use |  | 1990-06-19 | 1901-01-01 | Petroleum | [25 empty] | UST Currently In Use: 3; UST Temp Close: 0; AST Currently In Use: 0; AST Temp Closed: 0 | 3 | 0 | 0 | 17904-055-015326 | JEFFREY A. BROWN
40937 | Currently in Use |  | 1990-06-19 |  | Petroleum | Premium gasoline | Premium gasoline | Retail | Steel | Steel | Coated & cathodic protection (sti-P3) |  | Double Wall, Fiberglass reinforced plastic |  |  |  | Catchment Basin, Single walled catchment basin | Flow Rest 90% Full | Flow Rest 90% Full |  |  | Automatic Tank Gauge, Statistical Inventory Reconciliation (SIR) |  | Automatic flow restrictor (MLLD), Containment Sump | Containment Sump |  |  | Statistical inventory reconciliation (SIR) | Statistical inventory reconciliation (SIR) |  | UST Currently In Use: 3; UST Temp Close: 0; AST Currently In Use: 0; AST Temp Closed: 0 | 3 | 0 | 0 | 17904-055-015326 | JEFFREY A. BROWN
40938 | Permanently Closed | 1995-12-08 | 1978-01-01 | 1995-12-08 | Petroleum | Unleaded gasoline | Unleaded gasoline |  | Steel | Steel |  | Painted or None | Steel |  | 1901-01-01 | [15 empty] | UST Currently In Use: 0; UST Temp Close: 1; AST Currently In Use: 0; AST Temp Closed: 0 | 0 | 1 | 3 | 25579-043-008791 | SCOTT ALVIN MOORE
40939 | Permanently Closed | 1995-12-08 | 1978-01-01 | 1995-12-08 | Petroleum | Unleaded gasoline | Unleaded gasoline |  | Steel | Steel |  | Painted or None | Steel |  | 1901-01-01 | [15 empty] | UST Currently In Use: 0; UST Temp Close: 1; AST Currently In Use: 0; AST Temp Closed: 0 | 0 | 1 | 3 | 25579-043-008791 | SCOTT ALVIN MOORE
40940 | Permanently Closed | 1995-12-08 | 1978-01-01 | 1995-12-08 | Petroleum | Unleaded gasoline | Unleaded gasoline |  | Steel | Steel |  | Painted or None | Steel |  | 1901-01-01 | [15 empty] | UST Currently In Use: 0; UST Temp Close: 1; AST Currently In Use: 0; AST Temp Closed: 0 | 0 | 1 | 3 | 25579-043-008791 | SCOTT ALVIN MOORE
40942 | Currently in Use |  | 1990-06-19 |  | Petroleum | Premium gasoline | Premium gasoline | Retail | Single Wall, Steel | Steel | Coated & cathodic protection (sti-P3) |  | Fiberglass reinforced plastic, Steel, STL ABVGRD |  |  |  | Catchment Basin, Single walled catchment basin | Flow Rest 90% Full | Flow Rest 90% Full |  |  | Automatic Tank Gauge | Single walled submersible pump containment sump | Automatic flow restrictor (MLLD), Containment Sump | Containment Sump |  |  | Annual line testing | Annual line testing |  | UST Currently In Use: 1; UST Temp Close: 0; AST Currently In Use: 0; AST Temp Closed: 0 | 1 | 0 | 0 | 17149-103-015328 | BRICKYARD LANDING
40943 | Permanently Closed | 1997-06-10 | 1980-01-01 | 1997-06-10 | Petroleum | On road diesel | On road diesel | Bulk facility, Emergency Power Generator | Steel | Steel |  | Painted or None | Steel |  | 1901-01-01 | [15 empty] | UST Currently In Use: 0; UST Temp Close: 0; AST Currently In Use: 0; AST Temp Closed: 0 | 0 | 0 | 2 | 17150-113-015203 | PHENIX REGIONAL HEALTH CARE SERVICES
40944 | Permanently Closed | 1997-06-10 | 1980-01-01 | 1997-06-10 | Petroleum | Unleaded gasoline | Unleaded gasoline |  | Steel | Steel |  | Painted or None | Steel |  | 1901-01-01 | [15 empty] | UST Currently In Use: 0; UST Temp Close: 0; AST Currently In Use: 0; AST Temp Closed: 0 | 0 | 0 | 2 | 17150-113-015203 | PHENIX REGIONAL HEALTH CARE SERVICES
40945 | Currently in Use |  | 1980-01-01 |  | Petroleum | Unleaded gasoline | Unleaded gasoline | Retail | Fiberglass reinforced plastic | Fiberglass reinforced plastic |  |  | Fiberglass reinforced plastic |  | 1901-01-01 |  | Catchment Basin, Single walled catchment basin | Automatic shutoff device At 95% full | Automatic shutoff device At 95% full |  |  | Continuous Automatic Tank Gauge |  | Automatic flow restrictor (MLLD) | Automatic flow restrictor (MLLD) |  |  | Annual line testing | Annual line testing |  | UST Currently In Use: 3; UST Temp Close: 0; AST Currently In Use: 0; AST Temp Closed: 0 | 3 | 0 | 0 | 22044-081-005318 | MANJEET SINGH
40946 | Currently in Use |  | 1980-01-01 |  | Petroleum | Premium gasoline | Premium gasoline | Retail | Fiberglass reinforced plastic | Fiberglass reinforced plastic |  |  | Fiberglass reinforced plastic |  | 1901-01-01 |  | Catchment Basin, Single walled catchment basin | Automatic shutoff device At 95% full | Automatic shutoff device At 95% full |  |  | Continuous Automatic Tank Gauge |  | Automatic flow restrictor (MLLD) | Automatic flow restrictor (MLLD) |  |  | Annual line testing | Annual line testing |  | UST Currently In Use: 3; UST Temp Close: 0; AST Currently In Use: 0; AST Temp Closed: 0 | 3 | 0 | 0 | 22044-081-005318 | MANJEET SINGH
40947 | Currently in Use |  | 1980-01-01 |  | Petroleum | On road diesel | On road diesel | Retail | Fiberglass reinforced plastic | Fiberglass reinforced plastic |  |  | Fiberglass reinforced plastic |  | 1901-01-01 |  | Catchment Basin, Single walled catchment basin | Automatic shutoff device At 95% full | Automatic shutoff device At 95% full |  |  | Continuous Automatic Tank Gauge |  | Automatic flow restrictor (MLLD) | Automatic flow restrictor (MLLD) |  |  | Annual line testing | Annual line testing |  | UST Currently In Use: 3; UST Temp Close: 0; AST Currently In Use: 0; AST Temp Closed: 0 | 3 | 0 | 0 | 22044-081-005318 | MANJEET SINGH
40948 |  | 1998-05-01 | 1980-01-01 |  | Petroleum | Used oil | Used oil | Retail | Fiberglass reinforced plastic | Fiberglass reinforced plastic |  |  | Fiberglass reinforced plastic |  | 1901-01-01 |  | Other, EXEMPT | Other, EXEMPT | Other | [11 empty] | UST Currently In Use: 3; UST Temp Close: 0; AST Currently In Use: 0; AST Temp Closed: 0 | 3 | 0 | 0 | 22044-081-005318 | MANJEET SINGH
40949 | Temporary Closed | 2023-01-22 | 1986-01-01 |  | Petroleum | Unleaded gasoline | Unleaded gasoline |  | Steel | Steel | Coated & cathodic protection (sti-P3) |  | Steel |  |  | Galvanic Cathodic | Catchment Basin, Single walled catchment basin | Flow Rest 90% Full | Flow Rest 90% Full |  |  | Statistical Inventory Reconciliation (SIR) |  | Automatic flow restrictor (MLLD) | Automatic flow restrictor (MLLD) |  |  | Statistical inventory reconciliation (SIR) | Statistical inventory reconciliation (SIR) |  | UST Currently In Use: 0; UST Temp Close: 2; AST Currently In Use: 1; AST Temp Closed: 0 | 0 | 2 | 0 | 24194-069-015205 | CHRIS MILLER
40950 | Temporary Closed | 2023-01-22 | 1986-01-01 |  | Petroleum | Unleaded gasoline | Unleaded gasoline |  | Steel | Steel | Coated & cathodic protection (sti-P3) |  | Steel |  |  | Galvanic Cathodic | Catchment Basin, Single walled catchment basin | Flow Rest 90% Full | Flow Rest 90% Full |  |  | Statistical Inventory Reconciliation (SIR) |  | Automatic flow restrictor (MLLD) | Automatic flow restrictor (MLLD) |  |  | Statistical inventory reconciliation (SIR) | Statistical inventory reconciliation (SIR) |  | UST Currently In Use: 0; UST Temp Close: 2; AST Currently In Use: 1; AST Temp Closed: 0 | 0 | 2 | 0 | 24194-069-015205 | CHRIS MILLER
40951 | Permanently Closed | 1991-12-13 | 1981-01-01 | 1991-12-13 | Petroleum | Unleaded gasoline | Unleaded gasoline |  | Steel | Steel |  | Painted or None | Steel |  | 1901-01-01 | [6 empty] | Manual Tank Gauging (only tanks 1000 gal. or less and 48” or 64” in diameter) | [8 empty] | UST Currently In Use: 0; UST Temp Close: 0; AST Currently In Use: 0; AST Temp Closed: 0 | 0 | 0 | 5 | 17153-113-015204 | B W CAPPS & SON
40952 | Permanently Closed | 1991-12-13 | 1981-01-01 | 1991-12-13 | Petroleum | Unleaded gasoline | Unleaded gasoline |  | Steel | Steel |  | Painted or None | Steel |  | 1901-01-01 | [6 empty] | Manual Tank Gauging (only tanks 1000 gal. or less and 48” or 64” in diameter) | [8 empty] | UST Currently In Use: 0; UST Temp Close: 0; AST Currently In Use: 0; AST Temp Closed: 0 | 0 | 0 | 5 | 17153-113-015204 | B W CAPPS & SON
40953 | Permanently Closed | 1991-12-13 | 1981-01-01 | 1991-12-13 | Petroleum | Unleaded gasoline | Unleaded gasoline |  | Steel | Steel |  | Painted or None | Steel |  | 1901-01-01 | [6 empty] | Manual Tank Gauging (only tanks 1000 gal. or less and 48” or 64” in diameter) | [8 empty] | UST Currently In Use: 0; UST Temp Close: 0; AST Currently In Use: 0; AST Temp Closed: 0 | 0 | 0 | 5 | 17153-113-015204 | B W CAPPS & SON
40954 | Permanently Closed | 1998-09-04 | 1975-01-01 | 1998-09-04 | Petroleum | Unleaded gasoline | Unleaded gasoline |  | Steel | Steel |  | Painted or None | Steel |  | 1901-01-01 | [6 empty] | Manual Tank Gauging (only tanks 1000 gal. or less and 48” or 64” in diameter) | [8 empty] | UST Currently In Use: 0; UST Temp Close: 0; AST Currently In Use: 0; AST Temp Closed: 0 | 0 | 0 | 5 | 17153-113-015204 | B W CAPPS & SON
40955 | Permanently Closed | 1998-09-04 | 1981-01-01 | 1998-09-04 | Petroleum | Unleaded gasoline | Unleaded gasoline |  | Steel | Steel |  | Painted or None | Steel |  | 1901-01-01 | [6 empty] | Manual Tank Gauging (only tanks 1000 gal. or less and 48” or 64” in diameter) | [8 empty] | UST Currently In Use: 0; UST Temp Close: 0; AST Currently In Use: 0; AST Temp Closed: 0 | 0 | 0 | 5 | 17153-113-015204 | B W CAPPS & SON
40956 | Cannot Locate or abandoned | 1998-12-20 | 1990-01-01 |  | Petroleum | Unleaded gasoline | Unleaded gasoline | Retail | Steel | Steel |  |  | Steel |  | 1901-01-01 | [6 empty] | Manual Tank Gauging (only tanks 1000 gal. or less and 48” or 64” in diameter) | [8 empty] | UST Currently In Use: 0; UST Temp Close: 0; AST Currently In Use: 0; AST Temp Closed: 0 | 0 | 0 | 0 | 17154-011-015207 | BILLY JOE DAVIS
40957 | Cannot Locate or abandoned | 1998-12-20 | 1990-01-01 |  | Petroleum | Unleaded gasoline | Unleaded gasoline | Retail | Steel | Steel |  |  | Steel |  | 1901-01-01 | [6 empty] | Manual Tank Gauging (only tanks 1000 gal. or less and 48” or 64” in diameter) | [8 empty] | UST Currently In Use: 0; UST Temp Close: 0; AST Currently In Use: 0; AST Temp Closed: 0 | 0 | 0 | 0 | 17154-011-015207 | BILLY JOE DAVIS
40958 | Permanently Closed | 2019-07-01 | 1989-01-01 | 2020-06-08 | Petroleum | Unleaded gasoline | Unleaded gasoline | Retail | Steel | Steel | Coated & cathodic protection (sti-P3) |  | Fiberglass reinforced plastic |  |  | Other, FLXS ISOLA | Catchment Basin, Single walled catchment basin | Flow Rest 90% Full | Flow Rest 90% Full |  |  | Statistical Inventory Reconciliation (SIR) |  | Automatic flow restrictor (MLLD) | Automatic flow restrictor (MLLD) |  |  | Statistical inventory reconciliation (SIR) | Statistical inventory reconciliation (SIR) |  | UST Currently In Use: 0; UST Temp Close: 0; AST Currently In Use: 0; AST Temp Closed: 0 | 0 | 0 | 2 | 24223-013-015209 | CRE FREEDOM, LLC
40959 | Permanently Closed | 2019-07-01 | 1989-01-01 | 2020-06-08 | Petroleum | On road diesel | On road diesel | Retail | Steel | Steel | Coated & cathodic protection (sti-P3) |  | Fiberglass reinforced plastic |  |  | Other, FLXS ISOLA | Catchment Basin, Single walled catchment basin | Flow Rest 90% Full | Flow Rest 90% Full |  |  | Statistical Inventory Reconciliation (SIR) |  | Automatic flow restrictor (MLLD) | Automatic flow restrictor (MLLD) |  |  | Statistical inventory reconciliation (SIR) | Statistical inventory reconciliation (SIR) |  | UST Currently In Use: 0; UST Temp Close: 0; AST Currently In Use: 0; AST Temp Closed: 0 | 0 | 0 | 2 | 24223-013-015209 | CRE FREEDOM, LLC
40960 | Permanently Closed | 1992-02-01 | 1977-01-01 |  | Petroleum | On road diesel | On road diesel |  | Steel | Steel |  | Painted or None | Steel |  | 1901-01-01 | [15 empty] | UST Currently In Use: 0; UST Temp Close: 0; AST Currently In Use: 0; AST Temp Closed: 0 | 0 | 0 | 5 | 17157-113-015210 | E L WATFORD
40961 | Permanently Closed | 1992-02-01 | 1977-01-01 |  | Petroleum | Unleaded gasoline | Unleaded gasoline |  | Steel | Steel |  | Painted or None | Steel |  | 1901-01-01 | [15 empty] | UST Currently In Use: 0; UST Temp Close: 0; AST Currently In Use: 0; AST Temp Closed: 0 | 0 | 0 | 5 | 17157-113-015210 | E L WATFORD
40962 | Permanently Closed | 1992-02-01 | 1977-01-01 |  | Petroleum | Unleaded gasoline | Unleaded gasoline |  | Steel | Steel |  | Painted or None | Steel |  | 1901-01-01 | [15 empty] | UST Currently In Use: 0; UST Temp Close: 0; AST Currently In Use: 0; AST Temp Closed: 0 | 0 | 0 | 5 | 17157-113-015210 | E L WATFORD
40963 | Permanently Closed | 1992-02-01 | 1977-01-01 |  | Petroleum | Unleaded gasoline | Unleaded gasoline |  | Steel | Steel |  | Painted or None | Steel |  | 1901-01-01 | [15 empty] | UST Currently In Use: 0; UST Temp Close: 0; AST Currently In Use: 0; AST Temp Closed: 0 | 0 | 0 | 5 | 17157-113-015210 | E L WATFORD
40964 | Permanently Closed | 1992-02-01 | 1977-01-01 |  | Petroleum | Kerosene | Kerosene |  | Steel | Steel |  | Painted or None | Steel |  | 1901-01-01 | [15 empty] | UST Currently In Use: 0; UST Temp Close: 0; AST Currently In Use: 0; AST Temp Closed: 0 | 0 | 0 | 5 | 17157-113-015210 | E L WATFORD
40965 | Permanently Closed | 1996-01-13 | 1982-01-01 | 1999-01-13 | Petroleum | Unleaded gasoline | Unleaded gasoline |  | Steel | Steel |  | Painted or None | Steel |  | 1901-01-01 | [12 empty] | Annual line testing | Annual line testing |  | UST Currently In Use: 4; UST Temp Close: 0; AST Currently In Use: 0; AST Temp Closed: 0 | 4 | 0 | 2 | 23740-069-015214 | ROBERTS GROCERY INC
40966 | Permanently Closed | 1996-01-13 | 1982-01-01 | 1999-01-13 | Petroleum | Unleaded gasoline | Unleaded gasoline |  | Steel | Steel |  | Painted or None | Steel |  | 1901-01-01 | [15 empty] | UST Currently In Use: 4; UST Temp Close: 0; AST Currently In Use: 0; AST Temp Closed: 0 | 4 | 0 | 2 | 23740-069-015214 | ROBERTS GROCERY INC
40967 | Currently in Use |  | 1987-10-30 |  | Petroleum | On road diesel | On road diesel | Bulk facility | Steel | Steel | Coated & cathodic protection (sti-P3) |  | Flexible, ENVIRON |  |  |  | Catchment Basin, Single walled catchment basin | Flow Rest 90% Full | Flow Rest 90% Full |  |  | Automatic Tank Gauge |  | Automatic flow restrictor (MLLD), Containment Sump | Containment Sump |  |  | Annual line testing | Annual line testing |  | UST Currently In Use: 1; UST Temp Close: 0; AST Currently In Use: 1; AST Temp Closed: 0 | 1 | 0 | 1 | 17160-069-015217 | ALABAMA MOTOR EXPRESS
40968 | Permanently Closed | 1995-05-01 | 1985-01-01 | 1995-05-22 | Petroleum | Used oil | Used oil | Retail | Steel | Steel |  | Painted or None | Steel |  | 1901-01-01 | [15 empty] | UST Currently In Use: 1; UST Temp Close: 0; AST Currently In Use: 1; AST Temp Closed: 0 | 1 | 0 | 1 | 17160-069-015217 | ALABAMA MOTOR EXPRESS
40969 | Cannot Locate or abandoned | 2001-08-27 | 1983-05-01 |  | Petroleum | Aviation fuel (JP-4; etc.) | Aviation fuel (JP-4; etc.) |  | Fiberglass reinforced plastic | Fiberglass reinforced plastic |  |  | Fiberglass reinforced plastic |  | 1901-01-01 |  | Catchment Basin, Single walled catchment basin | Automatic shutoff device At 95% full | Automatic shutoff device At 95% full |  |  | Statistical Inventory Reconciliation (SIR) | [8 empty] | UST Currently In Use: 0; UST Temp Close: 0; AST Currently In Use: 0; AST Temp Closed: 0 | 0 | 0 | 0 | 17161-013-015218 | NORMAN F MCGOWIN JR
40970 | Permanently Closed | 1993-10-01 | 1972-01-01 | 1994-10-27 | Petroleum | Aviation fuel (JP-4; etc.) | Aviation fuel (JP-4; etc.) | Bulk facility | Steel | Steel |  |  | Steel |  | 1901-01-01 | [6 empty] | Other | [8 empty] | UST Currently In Use: 0; UST Temp Close: 0; AST Currently In Use: 1; AST Temp Closed: 0 | 0 | 0 | 1 | 17162-113-015219 | SEHOY & ENON PLANTATION
40971 | Permanently Closed | 1992-01-01 | 1901-01-01 | 1998-12-22 | Petroleum | Unleaded gasoline | Unleaded gasoline |  | Steel | Steel |  |  | Steel |  | 1901-01-01 | [15 empty] | UST Currently In Use: 0; UST Temp Close: 0; AST Currently In Use: 0; AST Temp Closed: 0 | 0 | 0 | 5 | 17163-113-015221 | PHENIX 280 TRUCK STOP INC
40972 | Permanently Closed | 1992-01-01 | 1901-01-01 | 1998-12-22 | Petroleum | Unleaded gasoline | Unleaded gasoline |  | Steel | Steel |  |  | Steel |  | 1901-01-01 | [15 empty] | UST Currently In Use: 0; UST Temp Close: 0; AST Currently In Use: 0; AST Temp Closed: 0 | 0 | 0 | 5 | 17163-113-015221 | PHENIX 280 TRUCK STOP INC
40973 | Permanently Closed | 1992-01-01 | 1901-01-01 | 1998-12-22 | Petroleum | On road diesel | On road diesel |  | Steel | Steel |  |  | Steel |  | 1901-01-01 | [15 empty] | UST Currently In Use: 0; UST Temp Close: 0; AST Currently In Use: 0; AST Temp Closed: 0 | 0 | 0 | 5 | 17163-113-015221 | PHENIX 280 TRUCK STOP INC
40974 | Permanently Closed | 1998-12-01 | 1901-01-01 | 1998-12-28 | Petroleum | Unleaded gasoline | Unleaded gasoline | Retail | Steel | Steel |  |  | Steel |  | 1901-01-01 | [15 empty] | UST Currently In Use: 0; UST Temp Close: 0; AST Currently In Use: 0; AST Temp Closed: 0 | 0 | 0 | 5 | 17163-113-015221 | PHENIX 280 TRUCK STOP INC
40975 | Permanently Closed | 1998-12-01 | 1901-01-01 | 1998-12-28 | Petroleum | On road diesel | On road diesel | Retail | Steel | Steel | Coated & cathodic protection (sti-P3) |  | Steel |  | 1901-01-01 | [15 empty] | UST Currently In Use: 0; UST Temp Close: 0; AST Currently In Use: 0; AST Temp Closed: 0 | 0 | 0 | 5 | 17163-113-015221 | PHENIX 280 TRUCK STOP INC
40976 | Currently in Use |  | 1988-01-01 |  | Petroleum | Premium gasoline | Premium gasoline | Retail | Steel | Steel | Coated & cathodic protection (sti-P3) |  | Flexible |  |  |  | Catchment Basin, Single walled catchment basin | Automatic shutoff device At 95% full | Automatic shutoff device At 95% full |  |  | Continuous Automatic Tank Gauge |  | Automatic flow restrictor (MLLD) | Automatic flow restrictor (MLLD) |  |  | Annual line testing | Annual line testing |  | UST Currently In Use: 5; UST Temp Close: 0; AST Currently In Use: 0; AST Temp Closed: 0 | 5 | 0 | 0 | 19701-069-015222 | BIM Operations, INC
40977 | Currently in Use |  | 1988-01-01 |  | Petroleum | Other, UNL NON-ET | Other | Retail | Steel | Steel | Coated & cathodic protection (sti-P3) |  | Double Wall, Flexible |  |  |  | Catchment Basin, Single walled catchment basin | Automatic shutoff device At 95% full | Automatic shutoff device At 95% full |  |  | Continuous Automatic Tank Gauge |  | Automatic flow restrictor (MLLD) | Automatic flow restrictor (MLLD) |  |  | Annual line testing | Annual line testing |  | UST Currently In Use: 5; UST Temp Close: 0; AST Currently In Use: 0; AST Temp Closed: 0 | 5 | 0 | 0 | 19701-069-015222 | BIM Operations, INC
40978 | Currently in Use |  | 1988-01-01 |  | Petroleum | On road diesel | On road diesel | Retail | Steel | Steel | Coated & cathodic protection (sti-P3) |  | Flexible |  |  |  | Catchment Basin, Single walled catchment basin | Automatic shutoff device At 95% full | Automatic shutoff device At 95% full |  |  | Continuous Automatic Tank Gauge |  | Automatic flow restrictor (MLLD) | Automatic flow restrictor (MLLD) |  |  | Annual line testing | Annual line testing |  | UST Currently In Use: 5; UST Temp Close: 0; AST Currently In Use: 0; AST Temp Closed: 0 | 5 | 0 | 0 | 19701-069-015222 | BIM Operations, INC
40979 | Currently in Use |  | 1982-01-01 |  | Petroleum | On road diesel | On road diesel | Industrial | Steel | Steel | Field installed cathodic protection |  | Flexible |  |  |  | Catchment Basin, Single walled catchment basin | Audible high level alarm At 90% full, Flow Rest 90% Full | Flow Rest 90% Full |  |  | Continuous Automatic Tank Gauge |  | Automatic flow restrictor (MLLD), Containment Sump | Containment Sump |  | SENSOR TO ATG | Annual line testing | Annual line testing |  | UST Currently In Use: 2; UST Temp Close: 1; AST Currently In Use: 0; AST Temp Closed: 0 | 2 | 1 | 1 | 12141-067-015223 | GREAT SOUTHERN WOOD PRESERVING INC
40980 | Currently in Use |  | 1982-01-01 |  | Petroleum | Premium gasoline | Premium gasoline | Industrial | Steel | Steel | Field installed cathodic protection |  | Flexible |  |  |  | Catchment Basin, Single walled catchment basin | Audible high level alarm At 90% full, Automatic shutoff device At 95% full, Flow Rest 90% Full | Flow Rest 90% Full |  |  | Continuous Automatic Tank Gauge |  | Automatic flow restrictor (MLLD), Containment Sump | Containment Sump |  | SENSOR TO ATG | Annual line testing | Annual line testing |  | UST Currently In Use: 2; UST Temp Close: 1; AST Currently In Use: 0; AST Temp Closed: 0 | 2 | 1 | 1 | 12141-067-015223 | GREAT SOUTHERN WOOD PRESERVING INC
40981 | Temporary Closed | 2001-07-09 | 1982-01-01 |  | Petroleum | Unleaded gasoline | Unleaded gasoline | Industrial | Steel | Steel | Field installed cathodic protection |  | Flexible |  |  |  | Catchment Basin, Single walled catchment basin | Audible high level alarm At 90% full, Automatic shutoff device At 95% full, Flow Rest 90% Full | Flow Rest 90% Full |  |  | Continuous Automatic Tank Gauge |  |  |  | Interstitial Monitoring within Secondary Containment |  | Annual line testing, Continuous alarm system | Continuous alarm system |  | UST Currently In Use: 2; UST Temp Close: 1; AST Currently In Use: 0; AST Temp Closed: 0 | 2 | 1 | 1 | 12141-067-015223 | GREAT SOUTHERN WOOD PRESERVING INC
40982 | Currently in Use |  | 1990-06-11 |  | Petroleum | Unleaded gasoline | Unleaded gasoline | Retail | Steel | Steel | Coated & cathodic protection (sti-P3) |  | Fiberglass reinforced plastic |  |  |  | Catchment Basin, Single walled catchment basin | Flow Rest 90% Full | Flow Rest 90% Full |  |  | Continuous Automatic Tank Gauge |  | Automatic shutoff device (AELLD) | Automatic shutoff device (AELLD) | [5 empty] | UST Currently In Use: 3; UST Temp Close: 0; AST Currently In Use: 0; AST Temp Closed: 0 | 3 | 0 | 0 | 24786-109-015226 | FUE KONG LLC
40983 | Currently in Use |  | 1990-06-11 |  | Petroleum | Premium gasoline | Premium gasoline | Retail | Steel | Steel | Coated & cathodic protection (sti-P3) |  | Fiberglass reinforced plastic |  |  |  | Catchment Basin, Single walled catchment basin | Flow Rest 90% Full | Flow Rest 90% Full |  |  | Continuous Automatic Tank Gauge |  | Automatic shutoff device (AELLD) | Automatic shutoff device (AELLD) | [5 empty] | UST Currently In Use: 3; UST Temp Close: 0; AST Currently In Use: 0; AST Temp Closed: 0 | 3 | 0 | 0 | 24786-109-015226 | FUE KONG LLC
40984 | Currently in Use |  | 1990-06-11 |  | Petroleum | On road diesel | On road diesel | Retail | Steel | Steel | Coated & cathodic protection (sti-P3) |  | Fiberglass reinforced plastic |  |  |  | Catchment Basin, Single walled catchment basin | Flow Rest 90% Full | Flow Rest 90% Full |  |  | Continuous Automatic Tank Gauge |  | Automatic shutoff device (AELLD) | Automatic shutoff device (AELLD) | [5 empty] | UST Currently In Use: 3; UST Temp Close: 0; AST Currently In Use: 0; AST Temp Closed: 0 | 3 | 0 | 0 | 24786-109-015226 | FUE KONG LLC
40985 | Permanently Closed | 1991-02-09 | 1967-01-01 | 1991-02-09 | Petroleum | Unleaded gasoline | Unleaded gasoline |  | Steel | Steel |  | Painted or None | Steel |  | 1901-01-01 | [15 empty] | UST Currently In Use: 0; UST Temp Close: 0; AST Currently In Use: 0; AST Temp Closed: 0 | 0 | 0 | 3 | 17167-017-008395 | F A B TRUSTEE U/W MARION ENNIS
40986 | Permanently Closed | 1991-02-09 | 1967-01-01 | 1991-02-09 | Petroleum | Unleaded gasoline | Unleaded gasoline |  | Steel | Steel |  | Painted or None | Steel |  | 1901-01-01 | [15 empty] | UST Currently In Use: 0; UST Temp Close: 0; AST Currently In Use: 0; AST Temp Closed: 0 | 0 | 0 | 3 | 17167-017-008395 | F A B TRUSTEE U/W MARION ENNIS
40987 | Permanently Closed | 1991-02-09 | 1970-01-01 | 1991-02-09 | Petroleum | Unleaded gasoline | Unleaded gasoline |  | Steel | Steel |  | Painted or None | Steel |  | 1901-01-01 | [15 empty] | UST Currently In Use: 0; UST Temp Close: 0; AST Currently In Use: 0; AST Temp Closed: 0 | 0 | 0 | 3 | 17167-017-008395 | F A B TRUSTEE U/W MARION ENNIS
40988 | Currently in Use |  | 1987-01-01 |  | Petroleum | Premium gasoline | Premium gasoline | Retail | Steel | Steel | Coated & cathodic protection (sti-P3) |  | Double Wall, Fiberglass reinforced plastic |  |  | Other, FLXS ISOLA | Catchment Basin, Single walled catchment basin | Automatic shutoff device At 95% full | Automatic shutoff device At 95% full |  |  | Automatic Tank Gauge |  | Other, SUCT SUMP | Other | [5 empty] | UST Currently In Use: 4; UST Temp Close: 0; AST Currently In Use: 1; AST Temp Closed: 0 | 4 | 0 | 0 | 25426-029-015228 | TAWANNA VAUGHN GIBSON
40989 | Currently in Use |  | 1987-01-01 |  | Petroleum | Unleaded gasoline | Unleaded gasoline | Retail | Steel | Steel | Coated & cathodic protection (sti-P3) |  | Double Wall, Fiberglass reinforced plastic |  |  | Other, FLXS ISOLA | Catchment Basin, Single walled catchment basin | Automatic shutoff device At 95% full | Automatic shutoff device At 95% full |  |  | Automatic Tank Gauge |  | Containment Sump, SUCT SUMP | Containment Sump | [5 empty] | UST Currently In Use: 4; UST Temp Close: 0; AST Currently In Use: 1; AST Temp Closed: 0 | 4 | 0 | 0 | 25426-029-015228 | TAWANNA VAUGHN GIBSON
40990 | Currently in Use |  | 1987-01-01 |  | Petroleum | Unleaded gasoline | Unleaded gasoline | Retail | Steel | Steel | Coated & cathodic protection (sti-P3) |  | Double Wall, Fiberglass reinforced plastic |  |  | Other, FLXS ISOLA | Catchment Basin, Single walled catchment basin | Automatic shutoff device At 95% full | Automatic shutoff device At 95% full |  |  | Automatic Tank Gauge |  | Containment Sump, SUCT SUMP | Containment Sump | [5 empty] | UST Currently In Use: 4; UST Temp Close: 0; AST Currently In Use: 1; AST Temp Closed: 0 | 4 | 0 | 0 | 25426-029-015228 | TAWANNA VAUGHN GIBSON
40991 | Currently in Use |  | 1987-01-01 |  | Petroleum | On road diesel | On road diesel | Retail | Steel | Steel | Coated & cathodic protection (sti-P3) |  | Double Wall, Fiberglass reinforced plastic |  |  | Other, FLXS ISOLA | Catchment Basin, Single walled catchment basin | Automatic shutoff device At 95% full | Automatic shutoff device At 95% full |  |  | Automatic Tank Gauge |  | Containment Sump, SUCT SUMP | Containment Sump | [5 empty] | UST Currently In Use: 4; UST Temp Close: 0; AST Currently In Use: 1; AST Temp Closed: 0 | 4 | 0 | 0 | 25426-029-015228 | TAWANNA VAUGHN GIBSON
40992 | Currently in Use |  | 1990-08-21 |  | Petroleum | Unleaded gasoline | Unleaded gasoline | Retail | Steel | Steel | Coated & cathodic protection (sti-P3) |  | Fiberglass reinforced plastic |  |  |  | Catchment Basin, Single walled catchment basin | Flow Rest 90% Full | Flow Rest 90% Full |  |  | Automatic Tank Gauge |  | Automatic flow restrictor (MLLD), MANIFOLDED | Automatic flow restrictor (MLLD) |  |  | Annual line testing, Other, MANIFOLDED | Other |  | UST Currently In Use: 5; UST Temp Close: 0; AST Currently In Use: 0; AST Temp Closed: 0 | 5 | 0 | 0 | 21964-005-015229 | WILKERSONS FOOD MART
40993 | Currently in Use |  | 1990-08-21 |  | Petroleum | Unleaded gasoline | Unleaded gasoline | Retail | Steel | Steel | Coated & cathodic protection (sti-P3) |  | Fiberglass reinforced plastic |  |  |  | Catchment Basin, Single walled catchment basin | Flow Rest 90% Full | Flow Rest 90% Full |  |  | Automatic Tank Gauge |  | Other, MANIFOLDED | Other |  |  | Other, MANIFOLDED | Other |  | UST Currently In Use: 5; UST Temp Close: 0; AST Currently In Use: 0; AST Temp Closed: 0 | 5 | 0 | 0 | 21964-005-015229 | WILKERSONS FOOD MART
40994 | Currently in Use |  | 1990-08-21 |  | Petroleum | Premium gasoline | Premium gasoline | Retail | Steel | Steel | Coated & cathodic protection (sti-P3) |  | Fiberglass reinforced plastic |  |  |  | Catchment Basin, Single walled catchment basin | Flow Rest 90% Full | Flow Rest 90% Full |  |  | Automatic Tank Gauge |  | Automatic flow restrictor (MLLD) | Automatic flow restrictor (MLLD) |  |  | Annual line testing | Annual line testing |  | UST Currently In Use: 5; UST Temp Close: 0; AST Currently In Use: 0; AST Temp Closed: 0 | 5 | 0 | 0 | 21964-005-015229 | WILKERSONS FOOD MART
40995 | Currently in Use |  | 1990-08-21 |  | Petroleum | On road diesel | On road diesel | Retail | Steel | Steel | Coated & cathodic protection (sti-P3) |  | Fiberglass reinforced plastic |  |  |  | Catchment Basin, Single walled catchment basin | Flow Rest 90% Full | Flow Rest 90% Full |  |  | Automatic Tank Gauge |  | Automatic flow restrictor (MLLD) | Automatic flow restrictor (MLLD) |  |  | Annual line testing | Annual line testing |  | UST Currently In Use: 5; UST Temp Close: 0; AST Currently In Use: 0; AST Temp Closed: 0 | 5 | 0 | 0 | 21964-005-015229 | WILKERSONS FOOD MART
40996 | Currently in Use |  | 1989-11-15 |  | Petroleum | Unleaded gasoline | Unleaded gasoline | Retail | Steel | Steel | Coated & cathodic protection (sti-P3) |  | Fiberglass reinforced plastic |  |  |  | Catchment Basin, Single walled catchment basin | Automatic shutoff device At 95% full | Automatic shutoff device At 95% full |  |  | Automatic Tank Gauge |  | Automatic flow restrictor (MLLD), Containment Sump, Sump sensor relayed to automatically shut off submersible pump, 03/04/2011 | Sump sensor relayed to automatically shut off submersible pump | Interstitial Monitoring within Secondary Containment | SENSOR TO ATG | Continuous alarm system | Continuous alarm system |  | UST Currently In Use: 3; UST Temp Close: 0; AST Currently In Use: 1; AST Temp Closed: 0 | 3 | 0 | 0 | 22888-045-015230 | PREM PROPERTIES LLC
40997 | Currently in Use |  | 1989-11-15 |  | Petroleum | Mid-grade gasoline | Mid-grade gasoline | Retail | Steel | Steel | Coated & cathodic protection (sti-P3) |  | Fiberglass reinforced plastic |  |  |  | Catchment Basin, Single walled catchment basin | Automatic shutoff device At 95% full | Automatic shutoff device At 95% full |  |  | Automatic Tank Gauge |  | Automatic flow restrictor (MLLD), Containment Sump, Sump sensor relayed to automatically shut off submersible pump, 03/04/2011 | Sump sensor relayed to automatically shut off submersible pump | Interstitial Monitoring within Secondary Containment | SENSOR TO ATG | Continuous alarm system | Continuous alarm system |  | UST Currently In Use: 3; UST Temp Close: 0; AST Currently In Use: 1; AST Temp Closed: 0 | 3 | 0 | 0 | 22888-045-015230 | PREM PROPERTIES LLC
40998 | Currently in Use |  | 1989-11-15 |  | Petroleum | Premium gasoline | Premium gasoline | Retail | Steel | Steel | Coated & cathodic protection (sti-P3) |  | Fiberglass reinforced plastic |  |  |  | Catchment Basin, Single walled catchment basin | Automatic shutoff device At 95% full | Automatic shutoff device At 95% full |  |  | Automatic Tank Gauge |  | Automatic flow restrictor (MLLD), Containment Sump, Sump sensor relayed to automatically shut off submersible pump | Sump sensor relayed to automatically shut off submersible pump | Interstitial Monitoring within Secondary Containment | SENSOR TO ATG | Continuous alarm system | Continuous alarm system |  | UST Currently In Use: 3; UST Temp Close: 0; AST Currently In Use: 1; AST Temp Closed: 0 | 3 | 0 | 0 | 22888-045-015230 | PREM PROPERTIES LLC
40999 | Permanently Closed | 1993-10-02 | 1978-01-01 | 1992-10-02 | Petroleum | Unleaded gasoline | Unleaded gasoline |  | Steel | Steel |  | Painted or None | Steel |  | 1901-01-01 | [15 empty] | UST Currently In Use: 0; UST Temp Close: 0; AST Currently In Use: 0; AST Temp Closed: 0 | 0 | 0 | 3 | 17171-069-011039 | JACK COCHRAN
41000 | Permanently Closed | 1993-10-02 | 1978-01-01 | 1992-10-02 | Petroleum | Unleaded gasoline | Unleaded gasoline |  | Steel | Steel |  | Painted or None | Steel |  | 1901-01-01 | [15 empty] | UST Currently In Use: 0; UST Temp Close: 0; AST Currently In Use: 0; AST Temp Closed: 0 | 0 | 0 | 3 | 17171-069-011039 | JACK COCHRAN
41001 | Permanently Closed | 1993-10-02 | 1978-01-01 | 1992-10-02 | Petroleum | Unleaded gasoline | Unleaded gasoline |  | Steel | Steel |  | Painted or None | Steel |  | 1901-01-01 | [15 empty] | UST Currently In Use: 0; UST Temp Close: 0; AST Currently In Use: 0; AST Temp Closed: 0 | 0 | 0 | 3 | 17171-069-011039 | JACK COCHRAN
41002 | Permanently Closed | 1997-01-01 | 1984-05-15 | 1999-11-11 | Petroleum | On road diesel | On road diesel | Bulk facility | Steel | Steel |  | Painted or None | Steel |  | 1901-01-01 | [15 empty] | UST Currently In Use: 0; UST Temp Close: 0; AST Currently In Use: 0; AST Temp Closed: 0 | 0 | 0 | 1 | 17172-045-015231 | K AND W FREIGHT LINES INC
41003 | Permanently Closed | 1989-10-01 | 1981-01-01 | 1989-10-01 | Petroleum | Unleaded gasoline | Unleaded gasoline |  | Steel | Steel |  | Painted or None | Steel |  | 1901-01-01 | [15 empty] | UST Currently In Use: 0; UST Temp Close: 3; AST Currently In Use: 0; AST Temp Closed: 0 | 0 | 3 | 3 | 21297-123-012652 | KENNETH WAYNE JONES
41004 | Permanently Closed | 1989-10-01 | 1901-01-01 | 1989-10-01 | Petroleum | Unleaded gasoline | Unleaded gasoline |  | Steel | Steel |  | Painted or None | Steel |  | 1901-01-01 | [15 empty] | UST Currently In Use: 0; UST Temp Close: 3; AST Currently In Use: 0; AST Temp Closed: 0 | 0 | 3 | 3 | 21297-123-012652 | KENNETH WAYNE JONES
41005 | Permanently Closed | 1989-10-01 | 1901-01-01 | 1989-10-01 | Petroleum | Unleaded gasoline | Unleaded gasoline |  | Steel | Steel |  | Painted or None | Steel |  | 1901-01-01 | [15 empty] | UST Currently In Use: 0; UST Temp Close: 3; AST Currently In Use: 0; AST Temp Closed: 0 | 0 | 3 | 3 | 21297-123-012652 | KENNETH WAYNE JONES
41006 | Temporary Closed | 2012-12-31 | 1989-10-12 |  | Petroleum | Unleaded gasoline | Unleaded gasoline | Retail | Steel | Steel | Coated & cathodic protection (sti-P3), Interior lined (not allowed as a standalone method of corrosion protection) |  | Fiberglass reinforced plastic |  |  | Other, FLXS ISOLA | Catchment Basin, Single walled catchment basin | Flow Rest 90% Full | Flow Rest 90% Full |  |  | Automatic Tank Gauge | [8 empty] | UST Currently In Use: 0; UST Temp Close: 3; AST Currently In Use: 0; AST Temp Closed: 0 | 0 | 3 | 3 | 21297-123-012652 | KENNETH WAYNE JONES
41007 | Temporary Closed | 2012-12-31 | 1989-10-12 |  | Petroleum | Mid-grade gasoline | Mid-grade gasoline | Retail | Steel | Steel | Coated & cathodic protection (sti-P3), Interior lined (not allowed as a standalone method of corrosion protection) |  | Fiberglass reinforced plastic |  |  | Other, FLXS ISOLA | Catchment Basin, Single walled catchment basin | Flow Rest 90% Full | Flow Rest 90% Full |  |  | Automatic Tank Gauge | [8 empty] | UST Currently In Use: 0; UST Temp Close: 3; AST Currently In Use: 0; AST Temp Closed: 0 | 0 | 3 | 3 | 21297-123-012652 | KENNETH WAYNE JONES
41008 | Temporary Closed | 2012-12-31 | 1989-10-12 |  | Petroleum | Premium gasoline | Premium gasoline | Retail | Steel | Steel | Coated & cathodic protection (sti-P3) |  | Fiberglass reinforced plastic |  |  | Other, FLXS ISOLA | Catchment Basin, Single walled catchment basin | Flow Rest 90% Full | Flow Rest 90% Full |  |  | Automatic Tank Gauge | [8 empty] | UST Currently In Use: 0; UST Temp Close: 3; AST Currently In Use: 0; AST Temp Closed: 0 | 0 | 3 | 3 | 21297-123-012652 | KENNETH WAYNE JONES
41009 | Permanently Closed | 2001-08-29 | 1993-02-15 | 2001-08-29 | Petroleum | Unleaded gasoline | Unleaded gasoline | Retail | Steel | Steel | Field installed cathodic protection |  | Fiberglass reinforced plastic |  | 1901-01-01 | Field installed cathodic protection, None | Catchment Basin, Single walled catchment basin | Flow Rest 90% Full | Flow Rest 90% Full |  |  | Statistical Inventory Reconciliation (SIR) | [5 empty] | Statistical inventory reconciliation (SIR) | Statistical inventory reconciliation (SIR) |  | UST Currently In Use: 3; UST Temp Close: 0; AST Currently In Use: 0; AST Temp Closed: 0 | 3 | 0 | 6 | 15201-127-015162 | VULCAN OIL COMPANY INC.
41010 | Permanently Closed | 2001-08-29 | 1993-02-15 | 2001-08-29 | Petroleum | Premium gasoline | Premium gasoline | Retail | Steel | Steel | Field installed cathodic protection |  | Fiberglass reinforced plastic |  | 1901-01-01 | Field installed cathodic protection, None | Catchment Basin, Single walled catchment basin | Flow Rest 90% Full | Flow Rest 90% Full |  |  | Statistical Inventory Reconciliation (SIR) | [5 empty] | Statistical inventory reconciliation (SIR) | Statistical inventory reconciliation (SIR) |  | UST Currently In Use: 3; UST Temp Close: 0; AST Currently In Use: 0; AST Temp Closed: 0 | 3 | 0 | 6 | 15201-127-015162 | VULCAN OIL COMPANY INC.
41011 | Permanently Closed | 2001-08-29 | 1993-02-15 | 2001-08-29 | Petroleum | Mid-grade gasoline | Mid-grade gasoline | Retail | Steel | Steel | Field installed cathodic protection |  | Fiberglass reinforced plastic |  | 1901-01-01 | Field installed cathodic protection, None | Catchment Basin, Single walled catchment basin | Flow Rest 90% Full | Flow Rest 90% Full |  |  | Statistical Inventory Reconciliation (SIR) | [5 empty] | Statistical inventory reconciliation (SIR) | Statistical inventory reconciliation (SIR) |  | UST Currently In Use: 3; UST Temp Close: 0; AST Currently In Use: 0; AST Temp Closed: 0 | 3 | 0 | 6 | 15201-127-015162 | VULCAN OIL COMPANY INC.
41012 | Permanently Closed | 1992-11-01 | 1984-01-01 | 1993-04-02 | Petroleum | On road diesel | On road diesel |  | Steel | Steel |  | Painted or None | Steel |  | 1901-01-01 | [15 empty] | UST Currently In Use: 3; UST Temp Close: 0; AST Currently In Use: 0; AST Temp Closed: 0 | 3 | 0 | 6 | 15201-127-015162 | VULCAN OIL COMPANY INC.
41013 | Permanently Closed | 1994-09-15 | 1987-11-01 | 1994-09-15 | Petroleum | On road diesel | On road diesel |  | Fiberglass coated steel | Fiberglass coated steel |  |  | Steel |  | 1901-01-01 | [15 empty] | UST Currently In Use: 0; UST Temp Close: 0; AST Currently In Use: 0; AST Temp Closed: 0 | 0 | 0 | 1 | 17176-073-015163 | SECOR BANK
41014 | Temporary Closed | 2018-01-01 | 1990-04-03 |  | Petroleum | Unleaded gasoline | Unleaded gasoline | Retail | Single Wall, Steel | Steel | Coated & cathodic protection (sti-P3) |  | Fiberglass reinforced plastic, Single Wall |  | 1901-01-01 |  | Catchment Basin, Single walled catchment basin | Flow Rest 90% Full | Flow Rest 90% Full |  |  | Statistical Inventory Reconciliation (SIR) |  | Automatic flow restrictor (MLLD) | Automatic flow restrictor (MLLD) |  |  | Statistical inventory reconciliation (SIR) | Statistical inventory reconciliation (SIR) |  | UST Currently In Use: 0; UST Temp Close: 1; AST Currently In Use: 0; AST Temp Closed: 0 | 0 | 1 | 0 | 21573-073-007939 | MAI THI NGUYEN
41019 | Permanently Closed | 1998-12-10 | 1982-01-01 | 2000-01-17 | Petroleum | Unleaded gasoline | Unleaded gasoline | Retail | Steel | Steel |  | Painted or None | Steel |  | 1901-01-01 | [6 empty] | Statistical Inventory Reconciliation (SIR) | [8 empty] | UST Currently In Use: 0; UST Temp Close: 0; AST Currently In Use: 0; AST Temp Closed: 0 | 0 | 0 | 4 | 17180-121-015167 | MIKE WATERS
41020 | Permanently Closed | 1998-12-10 | 1982-01-01 | 2000-01-17 | Petroleum | Unleaded gasoline | Unleaded gasoline | Retail | Steel | Steel |  | Painted or None | Steel |  | 1901-01-01 | [6 empty] | Statistical Inventory Reconciliation (SIR) | [8 empty] | UST Currently In Use: 0; UST Temp Close: 0; AST Currently In Use: 0; AST Temp Closed: 0 | 0 | 0 | 4 | 17180-121-015167 | MIKE WATERS
41021 | Permanently Closed | 1998-12-10 | 1981-01-01 | 2000-01-17 | Petroleum | Unleaded gasoline | Unleaded gasoline | Retail | Steel | Steel |  | Painted or None | Steel |  | 1901-01-01 | [6 empty] | Statistical Inventory Reconciliation (SIR) | [8 empty] | UST Currently In Use: 0; UST Temp Close: 0; AST Currently In Use: 0; AST Temp Closed: 0 | 0 | 0 | 4 | 17180-121-015167 | MIKE WATERS
41022 | Permanently Closed | 1998-12-10 | 1981-01-01 | 2000-01-17 | Petroleum | Unleaded gasoline | Unleaded gasoline | Retail | Steel | Steel |  | Painted or None | Steel |  | 1901-01-01 | [6 empty] | Statistical Inventory Reconciliation (SIR) | [8 empty] | UST Currently In Use: 0; UST Temp Close: 0; AST Currently In Use: 0; AST Temp Closed: 0 | 0 | 0 | 4 | 17180-121-015167 | MIKE WATERS
41023 | Permanently Closed | 1990-11-05 | 1976-01-01 | 1990-11-05 | Petroleum | Unleaded gasoline | Unleaded gasoline |  | Steel | Steel |  |  | Steel |  | 1901-01-01 | [15 empty] | UST Currently In Use: 0; UST Temp Close: 0; AST Currently In Use: 0; AST Temp Closed: 0 | 0 | 0 | 3 | 17181-073-015168 | INDUSTRIAL SUPPLIES INC
41024 | Permanently Closed | 1990-11-05 | 1976-01-01 | 1990-11-05 | Petroleum | Unleaded gasoline | Unleaded gasoline |  | Steel | Steel |  |  | Steel |  | 1901-01-01 | [15 empty] | UST Currently In Use: 0; UST Temp Close: 0; AST Currently In Use: 0; AST Temp Closed: 0 | 0 | 0 | 3 | 17181-073-015168 | INDUSTRIAL SUPPLIES INC
41025 | Permanently Closed | 1989-10-17 | 1971-01-01 | 1989-10-17 | Petroleum | Unleaded gasoline | Unleaded gasoline |  | Steel | Steel | Coated & cathodic protection (sti-P3) |  | Steel |  | 1901-01-01 | Field installed cathodic protection | [14 empty] | UST Currently In Use: 2; UST Temp Close: 0; AST Currently In Use: 0; AST Temp Closed: 0 | 2 | 0 | 5 | 20240-073-005286 | CARRUTH & COLLEAGUES LLC
41026 | Permanently Closed | 1989-10-17 | 1971-01-01 | 1989-10-17 | Petroleum | Unleaded gasoline | Unleaded gasoline |  | Steel | Steel | Coated & cathodic protection (sti-P3) |  | Steel |  | 1901-01-01 | Field installed cathodic protection | [14 empty] | UST Currently In Use: 2; UST Temp Close: 0; AST Currently In Use: 0; AST Temp Closed: 0 | 2 | 0 | 5 | 20240-073-005286 | CARRUTH & COLLEAGUES LLC
41027 | Permanently Closed | 1989-10-17 | 1971-01-01 | 1989-10-17 | Petroleum | Unleaded gasoline | Unleaded gasoline |  | Steel | Steel | Coated & cathodic protection (sti-P3) |  | Steel |  | 1901-01-01 | Field installed cathodic protection | [14 empty] | UST Currently In Use: 2; UST Temp Close: 0; AST Currently In Use: 0; AST Temp Closed: 0 | 2 | 0 | 5 | 20240-073-005286 | CARRUTH & COLLEAGUES LLC
41028 | Permanently Closed | 1989-10-17 | 1971-01-01 | 1989-10-17 | Petroleum | Used oil | Used oil |  | Steel | Steel | Coated & cathodic protection (sti-P3) |  | Steel |  | 1901-01-01 | Field installed cathodic protection | [14 empty] | UST Currently In Use: 2; UST Temp Close: 0; AST Currently In Use: 0; AST Temp Closed: 0 | 2 | 0 | 5 | 20240-073-005286 | CARRUTH & COLLEAGUES LLC
41029 | Currently in Use |  | 1989-10-19 |  | Petroleum | Unleaded gasoline | Unleaded gasoline | Retail | Fiberglass reinforced plastic, 6K/8K | Fiberglass reinforced plastic |  |  | Double Wall, Flexible | SA&TCI | 1901-01-01 | None | Catchment Basin, Single walled catchment basin | Automatic shutoff device At 95% full | Automatic shutoff device At 95% full |  |  | Continuous Automatic Tank Gauge |  | Automatic shutoff device (AELLD) | Automatic shutoff device (AELLD) | [5 empty] | UST Currently In Use: 2; UST Temp Close: 0; AST Currently In Use: 0; AST Temp Closed: 0 | 2 | 0 | 5 | 20240-073-005286 | CARRUTH & COLLEAGUES LLC
41030 | Currently in Use |  | 1989-10-19 |  | Petroleum | Premium gasoline | Premium gasoline | Retail | Fiberglass reinforced plastic | Fiberglass reinforced plastic |  |  | Double Wall, Flexible | SA&TCI | 1901-01-01 | None | Catchment Basin, Single walled catchment basin | Automatic shutoff device At 95% full | Automatic shutoff device At 95% full |  |  | Continuous Automatic Tank Gauge |  | Automatic shutoff device (AELLD) | Automatic shutoff device (AELLD) | [5 empty] | UST Currently In Use: 2; UST Temp Close: 0; AST Currently In Use: 0; AST Temp Closed: 0 | 2 | 0 | 5 | 20240-073-005286 | CARRUTH & COLLEAGUES LLC
41032 | Permanently Closed | 1997-02-14 | 1990-01-20 | 1997-02-14 | Petroleum | Used oil | Used oil |  | Fiberglass coated steel | Fiberglass coated steel |  |  | Fiberglass reinforced plastic |  | 1901-01-01 | None | [14 empty] | UST Currently In Use: 2; UST Temp Close: 0; AST Currently In Use: 0; AST Temp Closed: 0 | 2 | 0 | 5 | 20240-073-005286 | CARRUTH & COLLEAGUES LLC
41033 | Currently in Use |  | 1990-03-10 |  | Petroleum | Unleaded gasoline | Unleaded gasoline | Retail | Double Wall, POLY JACKT | Double Wall | Other, POLYETHYL |  | Double Wall, Fiberglass reinforced plastic |  | 1901-01-01 | None | Catchment Basin, Single walled catchment basin | Automatic shutoff device At 95% full | Automatic shutoff device At 95% full |  |  | Continuous Automatic Tank Gauge |  | Automatic shutoff device (AELLD) | Automatic shutoff device (AELLD) | [5 empty] | UST Currently In Use: 4; UST Temp Close: 0; AST Currently In Use: 0; AST Temp Closed: 0 | 4 | 0 | 0 | 21174-073-015171 | M & M PARTNERSHIP
41034 | Currently in Use |  | 1990-03-10 |  | Petroleum | Unleaded gasoline | Unleaded gasoline | Retail | Double Wall, POLY JACKT | Double Wall | Other, POLYETHYL |  | Double Wall, Fiberglass reinforced plastic |  | 1901-01-01 | None | Catchment Basin, Single walled catchment basin | Automatic shutoff device At 95% full | Automatic shutoff device At 95% full |  |  | Continuous Automatic Tank Gauge |  | Automatic shutoff device (AELLD) | Automatic shutoff device (AELLD) | [5 empty] | UST Currently In Use: 4; UST Temp Close: 0; AST Currently In Use: 0; AST Temp Closed: 0 | 4 | 0 | 0 | 21174-073-015171 | M & M PARTNERSHIP
41035 | Currently in Use |  | 1990-03-10 |  | Petroleum | Premium gasoline | Premium gasoline | Retail | Double Wall, POLY JACKT | Double Wall | Other, POLYETHYL |  | Double Wall, Fiberglass reinforced plastic |  | 1901-01-01 | None | Catchment Basin, Single walled catchment basin | Automatic shutoff device At 95% full | Automatic shutoff device At 95% full |  |  | Continuous Automatic Tank Gauge |  | Automatic shutoff device (AELLD) | Automatic shutoff device (AELLD) | [5 empty] | UST Currently In Use: 4; UST Temp Close: 0; AST Currently In Use: 0; AST Temp Closed: 0 | 4 | 0 | 0 | 21174-073-015171 | M & M PARTNERSHIP
41036 | Currently in Use |  | 1990-03-10 |  | Petroleum | On road diesel | On road diesel | Retail | Double Wall, POLY JACKT | Double Wall | Other, POLYETHYL |  | Double Wall, Fiberglass reinforced plastic |  | 1901-01-01 | None | Catchment Basin, Single walled catchment basin | Automatic shutoff device At 95% full | Automatic shutoff device At 95% full |  |  | Continuous Automatic Tank Gauge | [8 empty] | UST Currently In Use: 4; UST Temp Close: 0; AST Currently In Use: 0; AST Temp Closed: 0 | 4 | 0 | 0 | 21174-073-015171 | M & M PARTNERSHIP
41037 | Permanently Closed | 1998-07-06 | 1985-01-01 | 1998-07-06 | Petroleum | Unleaded gasoline | Unleaded gasoline |  | Steel | Steel | Coated & cathodic protection (sti-P3) |  | Steel |  | 1901-01-01 | [15 empty] | UST Currently In Use: 0; UST Temp Close: 0; AST Currently In Use: 0; AST Temp Closed: 0 | 0 | 0 | 2 | 17184-015-015172 | DARLENE LOCKRIDGE
41038 | Permanently Closed | 1998-07-06 | 1985-01-01 | 1998-07-06 | Petroleum | Unleaded gasoline | Unleaded gasoline |  | Steel | Steel | Coated & cathodic protection (sti-P3) |  | Steel |  | 1901-01-01 | [15 empty] | UST Currently In Use: 0; UST Temp Close: 0; AST Currently In Use: 0; AST Temp Closed: 0 | 0 | 0 | 2 | 17184-015-015172 | DARLENE LOCKRIDGE
41039 | Permanently Closed | 2007-05-14 | 1968-01-01 | 2022-01-07 | Petroleum | Unleaded gasoline | Unleaded gasoline | Retail | Steel | Steel | Field installed cathodic protection |  | Steel |  | 1901-01-01 | Field installed cathodic protection | Catchment Basin, Single walled catchment basin | Automatic shutoff device At 95% full | Automatic shutoff device At 95% full |  |  | Other, Statistical Inventory Reconciliation (SIR), Tank has been removed without assessment. |  | Other, USTMAN | Other |  |  | Other, USTMAN | Other |  | UST Currently In Use: 0; UST Temp Close: 0; AST Currently In Use: 0; AST Temp Closed: 0 | 0 | 0 | 3 | 17185-015-015173 | NATHANIEL E DENHAM II
41040 | Permanently Closed | 2007-05-01 | 1968-01-01 | 2022-01-07 | Petroleum | Mid-grade gasoline | Mid-grade gasoline | Retail | Steel | Steel | Field installed cathodic protection |  | Steel |  | 1901-01-01 | Field installed cathodic protection | Catchment Basin, Single walled catchment basin | Automatic shutoff device At 95% full | Automatic shutoff device At 95% full |  |  | Other, Statistical Inventory Reconciliation (SIR), Tank has been removed without assessment. |  | Other, USTMAN | Other |  |  | Other, USTMAN | Other |  | UST Currently In Use: 0; UST Temp Close: 0; AST Currently In Use: 0; AST Temp Closed: 0 | 0 | 0 | 3 | 17185-015-015173 | NATHANIEL E DENHAM II
41041 | Permanently Closed | 2007-05-01 | 1977-01-01 | 2022-01-07 | Petroleum | Premium gasoline | Premium gasoline | Retail | Steel | Steel | Field installed cathodic protection |  | Steel |  | 1901-01-01 | Field installed cathodic protection | Catchment Basin, Single walled catchment basin | Automatic shutoff device At 95% full | Automatic shutoff device At 95% full |  |  | Other, Statistical Inventory Reconciliation (SIR), Tank has been removed without assessment. |  | Other, USTMAN | Other |  |  | Other, USTMAN | Other |  | UST Currently In Use: 0; UST Temp Close: 0; AST Currently In Use: 0; AST Temp Closed: 0 | 0 | 0 | 3 | 17185-015-015173 | NATHANIEL E DENHAM II
41042 | Permanently Closed | 1991-05-02 | 1911-11-11 | 1991-05-02 | Petroleum | Unleaded gasoline | Unleaded gasoline |  | Steel | Steel | Coated & cathodic protection (sti-P3), Interior lined (not allowed as a standalone method of corrosion protection) |  |  |  | 1901-01-01 | [15 empty] | UST Currently In Use: 0; UST Temp Close: 0; AST Currently In Use: 0; AST Temp Closed: 0 | 0 | 0 | 5 | 17186-073-015174 | STAN CLEVENGER
41043 | Permanently Closed | 1991-05-02 | 1911-11-11 | 1991-05-02 | Petroleum | Unleaded gasoline | Unleaded gasoline |  | Steel | Steel | Coated & cathodic protection (sti-P3), Interior lined (not allowed as a standalone method of corrosion protection) |  |  |  | 1901-01-01 | [15 empty] | UST Currently In Use: 0; UST Temp Close: 0; AST Currently In Use: 0; AST Temp Closed: 0 | 0 | 0 | 5 | 17186-073-015174 | STAN CLEVENGER
41044 | Permanently Closed | 1991-05-02 | 1911-11-11 | 1991-05-02 | Petroleum | Unleaded gasoline | Unleaded gasoline |  | Steel | Steel |  |  |  |  | 1901-01-01 | [15 empty] | UST Currently In Use: 0; UST Temp Close: 0; AST Currently In Use: 0; AST Temp Closed: 0 | 0 | 0 | 5 | 17186-073-015174 | STAN CLEVENGER
41045 | Permanently Closed | 1991-05-02 | 1911-11-11 | 1991-05-02 | Petroleum | Unleaded gasoline | Unleaded gasoline |  | Steel | Steel |  |  |  |  | 1901-01-01 | [15 empty] | UST Currently In Use: 0; UST Temp Close: 0; AST Currently In Use: 0; AST Temp Closed: 0 | 0 | 0 | 5 | 17186-073-015174 | STAN CLEVENGER
41046 | Permanently Closed | 1991-05-02 | 1984-01-01 | 1991-05-02 | Petroleum | On road diesel | On road diesel |  | Fiberglass reinforced plastic | Fiberglass reinforced plastic |  |  |  |  | 1901-01-01 | [15 empty] | UST Currently In Use: 0; UST Temp Close: 0; AST Currently In Use: 0; AST Temp Closed: 0 | 0 | 0 | 5 | 17186-073-015174 | STAN CLEVENGER
41047 | Permanently Closed | 1990-10-02 | 1975-01-01 | 1990-10-02 | Petroleum | Unleaded gasoline | Unleaded gasoline |  | Steel | Steel |  |  | Steel |  | 1901-01-01 | [15 empty] | UST Currently In Use: 0; UST Temp Close: 0; AST Currently In Use: 0; AST Temp Closed: 0 | 0 | 0 | 1 | 17187-073-015175 | AMERICAN TELEVISION & COMMUNICATIONS
41048 | Permanently Closed | 1990-09-26 | 1971-01-01 | 1990-09-26 | Petroleum | Unleaded gasoline | Unleaded gasoline |  | Steel | Steel |  | Painted or None | Steel |  | 1901-01-01 | [15 empty] | UST Currently In Use: 0; UST Temp Close: 0; AST Currently In Use: 0; AST Temp Closed: 0 | 0 | 0 | 6 | 17188-073-015176 | WADE SAND & GRAVEL CO INC
41049 | Permanently Closed | 1990-09-26 | 1971-01-01 | 1990-09-26 | Petroleum | Unleaded gasoline | Unleaded gasoline |  | Steel | Steel |  | Painted or None | Steel |  | 1901-01-01 | [15 empty] | UST Currently In Use: 0; UST Temp Close: 0; AST Currently In Use: 0; AST Temp Closed: 0 | 0 | 0 | 6 | 17188-073-015176 | WADE SAND & GRAVEL CO INC
41050 | Permanently Closed | 1990-09-26 | 1986-01-01 | 1990-09-26 | Petroleum | Unleaded gasoline | Unleaded gasoline |  | Steel | Steel |  | Painted or None | Steel |  | 1901-01-01 | [15 empty] | UST Currently In Use: 0; UST Temp Close: 0; AST Currently In Use: 0; AST Temp Closed: 0 | 0 | 0 | 6 | 17188-073-015176 | WADE SAND & GRAVEL CO INC
41051 | Permanently Closed | 1990-09-26 | 1971-01-01 | 1990-09-26 | Petroleum | Unleaded gasoline | Unleaded gasoline |  | Steel | Steel |  | Painted or None | Steel |  | 1901-01-01 | [15 empty] | UST Currently In Use: 0; UST Temp Close: 0; AST Currently In Use: 0; AST Temp Closed: 0 | 0 | 0 | 6 | 17188-073-015176 | WADE SAND & GRAVEL CO INC
41052 | Permanently Closed | 1990-09-26 | 1970-01-01 | 1990-09-26 | Petroleum | Unleaded gasoline | Unleaded gasoline |  | Steel | Steel |  | Painted or None | Steel |  | 1901-01-01 | [15 empty] | UST Currently In Use: 0; UST Temp Close: 0; AST Currently In Use: 0; AST Temp Closed: 0 | 0 | 0 | 6 | 17188-073-015176 | WADE SAND & GRAVEL CO INC
41053 | Permanently Closed | 1990-09-26 | 1981-01-01 | 1990-09-26 | Petroleum | Used oil | Used oil |  | Steel | Steel |  | Painted or None | Steel |  | 1901-01-01 | [15 empty] | UST Currently In Use: 0; UST Temp Close: 0; AST Currently In Use: 0; AST Temp Closed: 0 | 0 | 0 | 6 | 17188-073-015176 | WADE SAND & GRAVEL CO INC
41054 | Temporary Closed | 2023-05-23 | 1990-07-25 |  | Petroleum | Unleaded gasoline | Unleaded gasoline | Retail | Single Wall, Steel | Steel | Coated & cathodic protection (sti-P3) |  | Fiberglass reinforced plastic, Single Wall |  | 2025-05-16 | Other, FLXS ISOLA | Catchment Basin, Single walled catchment basin | Automatic shutoff device At 95% full | Automatic shutoff device At 95% full |  |  | Continuous Automatic Tank Gauge | [8 empty] | UST Currently In Use: 0; UST Temp Close: 2; AST Currently In Use: 0; AST Temp Closed: 0 | 0 | 2 | 0 | 24596-073-015177 | HOLDEN ENERGY LLC
41055 | Temporary Closed | 2023-05-23 | 1990-07-25 |  | Petroleum | On road diesel | On road diesel | Retail | Single Wall, Steel | Steel | Coated & cathodic protection (sti-P3) |  | Fiberglass reinforced plastic, Single Wall |  | 2025-05-16 | Other, FLXS ISOLA | Catchment Basin, Single walled catchment basin | Automatic shutoff device At 95% full | Automatic shutoff device At 95% full |  |  | Continuous Automatic Tank Gauge | [8 empty] | UST Currently In Use: 0; UST Temp Close: 2; AST Currently In Use: 0; AST Temp Closed: 0 | 0 | 2 | 0 | 24596-073-015177 | HOLDEN ENERGY LLC
41056 | Permanently Closed | 2004-09-15 | 1990-07-25 | 2004-09-15 | Petroleum | Unleaded gasoline | Unleaded gasoline | Retail | Steel | Steel | Coated & cathodic protection (sti-P3) |  | Fiberglass reinforced plastic |  | 1901-01-01 |  | Catchment Basin, Single walled catchment basin | Audible high level alarm At 90% full, Automatic shutoff device At 95% full | Automatic shutoff device At 95% full |  |  | Continuous Automatic Tank Gauge | [8 empty] | UST Currently In Use: 0; UST Temp Close: 0; AST Currently In Use: 0; AST Temp Closed: 0 | 0 | 0 | 2 | 21165-127-015179 | CORACE E COLE
41057 | Permanently Closed | 2004-09-15 | 1990-07-25 | 2004-09-15 | Petroleum | Premium gasoline | Premium gasoline | Retail | Steel | Steel | Coated & cathodic protection (sti-P3) |  | Fiberglass reinforced plastic |  | 1901-01-01 |  | Catchment Basin, Single walled catchment basin | Audible high level alarm At 90% full, Automatic shutoff device At 95% full | Automatic shutoff device At 95% full |  |  | Continuous Automatic Tank Gauge | [8 empty] | UST Currently In Use: 0; UST Temp Close: 0; AST Currently In Use: 0; AST Temp Closed: 0 | 0 | 0 | 2 | 21165-127-015179 | CORACE E COLE
41058 | Currently in Use |  | 1989-12-12 |  | Petroleum | Unleaded gasoline | Unleaded gasoline | Retail | Single Wall, Steel | Steel | Coated & cathodic protection (sti-P3) |  | Double Wall, Flexible, POLY-TECH | APT |  |  | Catchment Basin, Single walled catchment basin | Automatic shutoff device At 95% full | Automatic shutoff device At 95% full |  |  | Continuous Automatic Tank Gauge |  | Automatic flow restrictor (MLLD) | Automatic flow restrictor (MLLD) |  |  | Annual line testing | Annual line testing |  | UST Currently In Use: 3; UST Temp Close: 0; AST Currently In Use: 0; AST Temp Closed: 0 | 3 | 0 | 0 | 25337-073-015183 | KATHY C. ROBINSON
41059 | Currently in Use |  | 1989-12-12 |  | Petroleum | Premium gasoline | Premium gasoline | Retail | Single Wall, Steel | Steel | Coated & cathodic protection (sti-P3) |  | Double Wall, Flexible, POLY-TECH | APT |  |  | Catchment Basin, Single walled catchment basin | Automatic shutoff device At 95% full | Automatic shutoff device At 95% full |  |  | Continuous Automatic Tank Gauge |  | Automatic flow restrictor (MLLD) | Automatic flow restrictor (MLLD) |  |  | Annual line testing | Annual line testing |  | UST Currently In Use: 3; UST Temp Close: 0; AST Currently In Use: 0; AST Temp Closed: 0 | 3 | 0 | 0 | 25337-073-015183 | KATHY C. ROBINSON
41060 | Currently in Use |  | 1989-12-12 |  | Petroleum | On road diesel | On road diesel | Retail | Single Wall, Steel | Steel | Coated & cathodic protection (sti-P3) |  | Double Wall, Flexible, POLY-TECH | APT |  |  | Catchment Basin, Single walled catchment basin | Automatic shutoff device At 95% full | Automatic shutoff device At 95% full |  |  | Continuous Automatic Tank Gauge |  | Automatic flow restrictor (MLLD) | Automatic flow restrictor (MLLD) |  |  | Annual line testing | Annual line testing |  | UST Currently In Use: 3; UST Temp Close: 0; AST Currently In Use: 0; AST Temp Closed: 0 | 3 | 0 | 0 | 25337-073-015183 | KATHY C. ROBINSON
41061 | Permanently Closed | 1998-12-22 | 1984-04-23 23:00 | 2002-04-16 | Petroleum | Unleaded gasoline | Unleaded gasoline |  | Steel | Steel | Coated & cathodic protection (sti-P3) |  | Steel |  | 1901-01-01 |  | Catchment Basin, Single walled catchment basin | [13 empty] | UST Currently In Use: 0; UST Temp Close: 0; AST Currently In Use: 0; AST Temp Closed: 0 | 0 | 0 | 2 | 17192-117-015184 | DEWEY GLASS
41062 | Permanently Closed | 1998-12-22 | 1984-04-23 23:00 | 2002-04-16 | Petroleum | Unleaded gasoline | Unleaded gasoline |  | Steel | Steel | Coated & cathodic protection (sti-P3) |  | Steel |  | 1901-01-01 |  | Catchment Basin, Single walled catchment basin | [13 empty] | UST Currently In Use: 0; UST Temp Close: 0; AST Currently In Use: 0; AST Temp Closed: 0 | 0 | 0 | 2 | 17192-117-015184 | DEWEY GLASS
41063 | Permanently Closed | 1993-01-21 | 1979-04-11 23:00 | 1993-01-11 | Petroleum | On road diesel | On road diesel |  | Steel | Steel |  | Painted or None | Steel |  | 1901-01-01 | [15 empty] | UST Currently In Use: 1; UST Temp Close: 0; AST Currently In Use: 0; AST Temp Closed: 0 | 1 | 0 | 1 | 17193-073-015185 | BULTRUST 15TH STREET LLC
41064 | Permanently Closed | 2015-06-28 | 1987-03-17 | 2015-07-13 | Petroleum | Unleaded gasoline | Unleaded gasoline | Retail | Steel | Steel | Coated & cathodic protection (sti-P3) |  | Fiberglass reinforced plastic |  |  |  | Catchment Basin, Single walled catchment basin | Automatic shutoff device At 95% full | Automatic shutoff device At 95% full |  |  | Continuous Automatic Tank Gauge |  | Automatic shutoff device (AELLD) | Automatic shutoff device (AELLD) | [5 empty] | UST Currently In Use: 2; UST Temp Close: 0; AST Currently In Use: 0; AST Temp Closed: 0 | 2 | 0 | 2 | 20072-073-015187 | A & M OIL CO LLC
41066 | Permanently Closed | 2015-06-28 | 1987-03-17 | 2015-07-13 | Petroleum | Premium gasoline | Premium gasoline | Retail | Steel | Steel | Coated & cathodic protection (sti-P3) |  | Fiberglass reinforced plastic |  |  |  | Catchment Basin, Single walled catchment basin | Automatic shutoff device At 95% full | Automatic shutoff device At 95% full |  |  | Continuous Automatic Tank Gauge |  | Automatic shutoff device (AELLD) | Automatic shutoff device (AELLD) | [5 empty] | UST Currently In Use: 2; UST Temp Close: 0; AST Currently In Use: 0; AST Temp Closed: 0 | 2 | 0 | 2 | 20072-073-015187 | A & M OIL CO LLC
41067 | Permanently Closed | 1994-03-18 | 1984-11-08 | 1994-03-18 | Petroleum | On road diesel | On road diesel |  | Steel | Steel | Coated & cathodic protection (sti-P3) |  | Steel |  | 1901-01-01 | [12 empty] | Annual line testing | Annual line testing |  | UST Currently In Use: 0; UST Temp Close: 0; AST Currently In Use: 0; AST Temp Closed: 0 | 0 | 0 | 3 | 17195-055-015188 | AUSTIN TRANSPORTATION
41068 | Permanently Closed | 1994-03-18 | 1984-11-08 | 1994-03-18 | Petroleum | Unleaded gasoline | Unleaded gasoline |  | Steel | Steel | Coated & cathodic protection (sti-P3) |  | Steel |  | 1901-01-01 | [12 empty] | Annual line testing | Annual line testing |  | UST Currently In Use: 0; UST Temp Close: 0; AST Currently In Use: 0; AST Temp Closed: 0 | 0 | 0 | 3 | 17195-055-015188 | AUSTIN TRANSPORTATION
41069 | Permanently Closed | 1994-03-01 | 1984-11-08 | 1994-03-01 | Petroleum | Used oil | Used oil |  | Steel | Steel | Coated & cathodic protection (sti-P3) |  | Steel |  | 1901-01-01 | [15 empty] | UST Currently In Use: 0; UST Temp Close: 0; AST Currently In Use: 0; AST Temp Closed: 0 | 0 | 0 | 3 | 17195-055-015188 | AUSTIN TRANSPORTATION
41072 | Temporary Closed | 2006-02-15 | 1982-06-10 |  | Petroleum | Unleaded gasoline | Unleaded gasoline | Industrial | Steel | Steel | Coated & cathodic protection (sti-P3), Field installed cathodic protection |  | Steel, ABOVEGRND |  |  | Isolated or Above Ground, ABOVEGRND | Catchment Basin, Single walled catchment basin | Automatic shutoff device At 95% full, Flow Rest 90% Full | Flow Rest 90% Full |  |  | Statistical Inventory Reconciliation (SIR) | [8 empty] | UST Currently In Use: 0; UST Temp Close: 2; AST Currently In Use: 0; AST Temp Closed: 0 | 0 | 2 | 0 | 19048-073-015190 | PLATEAU CONSTRUCTION CORP
41073 | Temporary Closed | 2006-02-15 | 1983-01-15 |  | Petroleum | On road diesel | On road diesel | Industrial | Steel | Steel | Coated & cathodic protection (sti-P3), Field installed cathodic protection |  | Steel, ABOVEGRND |  |  | Isolated or Above Ground, ABOVEGRND | Catchment Basin, Single walled catchment basin | Automatic shutoff device At 95% full, Flow Rest 90% Full | Flow Rest 90% Full |  |  | Statistical Inventory Reconciliation (SIR) | [8 empty] | UST Currently In Use: 0; UST Temp Close: 2; AST Currently In Use: 0; AST Temp Closed: 0 | 0 | 2 | 0 | 19048-073-015190 | PLATEAU CONSTRUCTION CORP
41074 | Permanently Closed | 2000-05-30 | 1990-08-10 |  | Petroleum | Unleaded gasoline | Unleaded gasoline | Bulk facility | Steel | Steel | Coated & cathodic protection (sti-P3) |  | Fiberglass reinforced plastic |  | 1901-01-01 |  | Catchment Basin, Single walled catchment basin | Automatic shutoff device At 95% full | Automatic shutoff device At 95% full | [11 empty] | UST Currently In Use: 0; UST Temp Close: 0; AST Currently In Use: 0; AST Temp Closed: 0 | 0 | 0 | 1 | 17198-073-015191 | CITY OF GARDENDALE
41075 | Permanently Closed | 2015-08-01 | 1985-01-01 | 2015-09-30 | Petroleum | On road diesel | On road diesel | Industrial | Fiberglass reinforced plastic | Fiberglass reinforced plastic |  |  | Fiberglass reinforced plastic |  | 1901-01-01 |  | Catchment Basin, Single walled catchment basin | Automatic shutoff device At 95% full, Flow Rest 90% Full | Flow Rest 90% Full |  |  | Continuous Automatic Tank Gauge |  | Automatic shutoff device (AELLD), Containment Sump | Containment Sump | [5 empty] | UST Currently In Use: 0; UST Temp Close: 0; AST Currently In Use: 0; AST Temp Closed: 0 | 0 | 0 | 2 | 17199-073-008925 | FEDEX CORPORATION
41076 | Permanently Closed | 1997-02-28 | 1987-01-01 | 1997-03-03 | Petroleum | Used oil | Used oil |  | Fiberglass reinforced plastic | Fiberglass reinforced plastic |  |  | Fiberglass reinforced plastic |  | 1901-01-01 | [6 empty] | Manual Tank Gauging (only tanks 1000 gal. or less and 48” or 64” in diameter) | [8 empty] | UST Currently In Use: 0; UST Temp Close: 0; AST Currently In Use: 0; AST Temp Closed: 0 | 0 | 0 | 2 | 17199-073-008925 | FEDEX CORPORATION
41077 | Currently in Use |  | 1985-05-09 |  | Petroleum | On road diesel | On road diesel | Emergency Power Generator, Industrial | Fiberglass reinforced plastic | Fiberglass reinforced plastic |  |  | Flexible, ENVIROFLEX |  | 1901-01-01 |  | Catchment Basin, Single walled catchment basin | Automatic shutoff device At 95% full | Automatic shutoff device At 95% full |  |  | Automatic Tank Gauge | [8 empty] | UST Currently In Use: 2; UST Temp Close: 0; AST Currently In Use: 0; AST Temp Closed: 0 | 2 | 0 | 0 | 17200-097-015261 | PROVIDENCE HOSPITAL
41078 | Currently in Use |  | 1985-05-09 |  | Petroleum | On road diesel | On road diesel | Emergency Power Generator, Industrial | Fiberglass reinforced plastic | Fiberglass reinforced plastic |  |  | Flexible, ENVIROFLEX |  | 1901-01-01 |  | Catchment Basin, Single walled catchment basin | Automatic shutoff device At 95% full | Automatic shutoff device At 95% full |  |  | Automatic Tank Gauge | [8 empty] | UST Currently In Use: 2; UST Temp Close: 0; AST Currently In Use: 0; AST Temp Closed: 0 | 2 | 0 | 0 | 17200-097-015261 | PROVIDENCE HOSPITAL
41079 | Currently in Use |  | 1986-05-01 |  | Petroleum | On road diesel | On road diesel | Emergency Power Generator, Industrial | Steel | Steel | Coated & cathodic protection (sti-P3) |  | Flexible, ENVIROFLEX |  | 1901-01-01 |  | Catchment Basin, Single walled catchment basin | Automatic shutoff device At 95% full | Automatic shutoff device At 95% full |  |  | Automatic Tank Gauge | [8 empty] | UST Currently In Use: 1; UST Temp Close: 0; AST Currently In Use: 0; AST Temp Closed: 0 | 1 | 0 | 0 | 17201-097-015262 | PROVIDENCE BUILDING CORP
41080 | Permanently Closed | 1992-04-20 | 1990-01-01 | 1992-04-20 | Petroleum | Used oil | Used oil | [7 empty] | 1901-01-01 | [15 empty] | UST Currently In Use: 0; UST Temp Close: 0; AST Currently In Use: 0; AST Temp Closed: 0 | 0 | 0 | 2 | 17202-097-015263 | DIXIE DOZIER AND EQUIPMENT CO
41081 | Permanently Closed | 1992-04-20 | 1975-01-01 | 1992-04-20 | Petroleum | On road diesel | On road diesel | [7 empty] | 1901-01-01 | [15 empty] | UST Currently In Use: 0; UST Temp Close: 0; AST Currently In Use: 0; AST Temp Closed: 0 | 0 | 0 | 2 | 17202-097-015263 | DIXIE DOZIER AND EQUIPMENT CO
41082 | Permanently Closed | 1997-02-01 | 1982-01-01 | 1997-03-10 | Petroleum | Unleaded gasoline | Unleaded gasoline |  | Steel | Steel |  | Painted or None | Steel |  | 1901-01-01 | [15 empty] | UST Currently In Use: 2; UST Temp Close: 0; AST Currently In Use: 0; AST Temp Closed: 0 | 2 | 0 | 4 | 23483-003-012900 | JIGAR M. PATEL
41083 | Permanently Closed | 1997-02-01 | 1982-01-01 | 1997-03-10 | Petroleum | Unleaded gasoline | Unleaded gasoline |  | Steel | Steel |  | Painted or None | Steel |  | 1901-01-01 | [15 empty] | UST Currently In Use: 2; UST Temp Close: 0; AST Currently In Use: 0; AST Temp Closed: 0 | 2 | 0 | 4 | 23483-003-012900 | JIGAR M. PATEL
41084 | Permanently Closed | 1997-02-01 | 1982-01-01 | 1997-03-10 | Petroleum | Unleaded gasoline | Unleaded gasoline |  | Steel | Steel |  | Painted or None | Steel |  | 1901-01-01 | [15 empty] | UST Currently In Use: 2; UST Temp Close: 0; AST Currently In Use: 0; AST Temp Closed: 0 | 2 | 0 | 4 | 23483-003-012900 | JIGAR M. PATEL
41085 | Permanently Closed | 1997-02-01 | 1982-01-01 | 1997-03-10 | Petroleum | Unleaded gasoline | Unleaded gasoline |  | Steel | Steel |  | Painted or None | Steel |  | 1901-01-01 | [15 empty] | UST Currently In Use: 2; UST Temp Close: 0; AST Currently In Use: 0; AST Temp Closed: 0 | 2 | 0 | 4 | 23483-003-012900 | JIGAR M. PATEL
41086 | Permanently Closed | 1991-05-01 | 1990-01-01 | 1991-05-01 | Petroleum | Unleaded gasoline | Unleaded gasoline | Local government |  |  |  |  | Steel |  | 1901-01-01 | [15 empty] | UST Currently In Use: 0; UST Temp Close: 0; AST Currently In Use: 2; AST Temp Closed: 0 | 0 | 0 | 3 | 17204-003-015264 | UTILITIES BOARD THE CITY OF DAPHNE
41087 | Permanently Closed | 1991-05-01 | 1990-01-01 | 1991-05-01 | Petroleum | Unleaded gasoline | Unleaded gasoline | Local government |  |  |  |  | Steel |  | 1901-01-01 | [15 empty] | UST Currently In Use: 0; UST Temp Close: 0; AST Currently In Use: 2; AST Temp Closed: 0 | 0 | 0 | 3 | 17204-003-015264 | UTILITIES BOARD THE CITY OF DAPHNE
41088 | Permanently Closed | 1991-05-01 | 1990-01-01 | 1991-05-01 | Petroleum | On road diesel | On road diesel | Local government |  |  |  |  | Steel |  | 1901-01-01 | [15 empty] | UST Currently In Use: 0; UST Temp Close: 0; AST Currently In Use: 2; AST Temp Closed: 0 | 0 | 0 | 3 | 17204-003-015264 | UTILITIES BOARD THE CITY OF DAPHNE
41089 | Currently in Use |  | 1990-01-01 |  | Petroleum | Unleaded gasoline | Unleaded gasoline | Retail | Steel | Steel | Coated & cathodic protection (sti-P3) |  | Fiberglass reinforced plastic |  |  |  | Catchment Basin, Single walled catchment basin | Flow Rest 90% Full | Flow Rest 90% Full |  |  | Statistical Inventory Reconciliation (SIR) |  | Automatic flow restrictor (MLLD) | Automatic flow restrictor (MLLD) |  |  | Statistical inventory reconciliation (SIR) | Statistical inventory reconciliation (SIR) |  | UST Currently In Use: 3; UST Temp Close: 0; AST Currently In Use: 0; AST Temp Closed: 0 | 3 | 0 | 0 | 17205-003-015265 | J AND M TACKLE
41090 | Currently in Use |  | 1990-01-01 |  | Petroleum | Mid-grade gasoline | Mid-grade gasoline | Retail | Steel | Steel | Coated & cathodic protection (sti-P3) |  | Fiberglass reinforced plastic |  |  |  | Catchment Basin, Single walled catchment basin | Flow Rest 90% Full | Flow Rest 90% Full |  |  | Statistical Inventory Reconciliation (SIR) |  | Automatic flow restrictor (MLLD) | Automatic flow restrictor (MLLD) |  |  | Statistical inventory reconciliation (SIR) | Statistical inventory reconciliation (SIR) |  | UST Currently In Use: 3; UST Temp Close: 0; AST Currently In Use: 0; AST Temp Closed: 0 | 3 | 0 | 0 | 17205-003-015265 | J AND M TACKLE
41091 | Currently in Use |  | 1990-01-01 |  | Petroleum | On road diesel | On road diesel | Retail | Steel | Steel | Coated & cathodic protection (sti-P3) |  | Fiberglass reinforced plastic |  |  |  | Catchment Basin, Single walled catchment basin | Flow Rest 90% Full | Flow Rest 90% Full |  |  | Statistical Inventory Reconciliation (SIR) |  | Automatic flow restrictor (MLLD) | Automatic flow restrictor (MLLD) |  |  | Statistical inventory reconciliation (SIR) | Statistical inventory reconciliation (SIR) |  | UST Currently In Use: 3; UST Temp Close: 0; AST Currently In Use: 0; AST Temp Closed: 0 | 3 | 0 | 0 | 17205-003-015265 | J AND M TACKLE
41092 | Permanently Closed | 1994-12-01 | 1970-01-01 | 1996-12-01 | Petroleum | Unleaded gasoline | Unleaded gasoline |  | Steel | Steel |  | Painted or None | Steel |  | 1901-01-01 | [15 empty] | UST Currently In Use: 2; UST Temp Close: 0; AST Currently In Use: 0; AST Temp Closed: 0 | 2 | 0 | 2 | 22829-097-011291 | JAY AMBAJI LLC
41093 | Permanently Closed | 1994-12-01 | 1970-01-01 | 1996-12-01 | Petroleum | Unleaded gasoline | Unleaded gasoline |  | Steel | Steel |  | Painted or None | Steel |  | 1901-01-01 | [15 empty] | UST Currently In Use: 2; UST Temp Close: 0; AST Currently In Use: 0; AST Temp Closed: 0 | 2 | 0 | 2 | 22829-097-011291 | JAY AMBAJI LLC
41094 | Retired | 1988-08-08 | 1968-01-01 |  | Petroleum | Unleaded gasoline | Unleaded gasoline |  | Steel | Steel |  | Painted or None | Steel |  | 1901-01-01 | [15 empty] | UST Currently In Use: 0; UST Temp Close: 0; AST Currently In Use: 0; AST Temp Closed: 0 | 0 | 0 | 1 | 17207-053-008958 | JAMES WILSON CRENSHAW
41095 | Retired | 1988-08-08 | 1968-01-01 |  | Petroleum | Unleaded gasoline | Unleaded gasoline |  | Steel | Steel |  | Painted or None | Steel |  | 1901-01-01 | [15 empty] | UST Currently In Use: 0; UST Temp Close: 0; AST Currently In Use: 0; AST Temp Closed: 0 | 0 | 0 | 1 | 17207-053-008958 | JAMES WILSON CRENSHAW
41096 | Retired | 1988-08-08 | 1969-01-01 |  | Petroleum | On road diesel | On road diesel |  | Steel | Steel |  | Painted or None | Steel |  | 1901-01-01 | [15 empty] | UST Currently In Use: 0; UST Temp Close: 0; AST Currently In Use: 0; AST Temp Closed: 0 | 0 | 0 | 1 | 17207-053-008958 | JAMES WILSON CRENSHAW
41097 | Permanently Closed | 1986-10-01 | 1975-01-01 |  | Petroleum | On road diesel | On road diesel |  | Steel | Steel |  | Painted or None | Steel |  | 1901-01-01 | [15 empty] | UST Currently In Use: 0; UST Temp Close: 0; AST Currently In Use: 0; AST Temp Closed: 0 | 0 | 0 | 1 | 17207-053-008958 | JAMES WILSON CRENSHAW
41101 | Permanently Closed | 1993-07-28 | 1974-01-01 | 1993-07-28 | Petroleum | Unleaded gasoline | Unleaded gasoline |  | Steel | Steel |  | Painted or None | Steel |  | 1901-01-01 | [15 empty] | UST Currently In Use: 0; UST Temp Close: 0; AST Currently In Use: 0; AST Temp Closed: 0 | 0 | 0 | 2 | 17209-097-015272 | CIMCO REFRIGERATION INC
41102 | Permanently Closed | 1991-06-19 | 1974-12-20 | 1991-06-19 | Petroleum | Unleaded gasoline | Unleaded gasoline |  | Steel | Steel |  | Painted or None | Steel |  | 1901-01-01 | [15 empty] | UST Currently In Use: 3; UST Temp Close: 0; AST Currently In Use: 5; AST Temp Closed: 0 | 3 | 0 | 2 | 17210-065-015273 | GREENSBORO FARMERS CO OP
41103 | Permanently Closed | 1991-06-19 | 1974-12-20 | 1991-06-19 | Petroleum | Unleaded gasoline | Unleaded gasoline |  | Steel | Steel |  | Painted or None | Steel |  | 1901-01-01 | [15 empty] | UST Currently In Use: 3; UST Temp Close: 0; AST Currently In Use: 5; AST Temp Closed: 0 | 3 | 0 | 2 | 17210-065-015273 | GREENSBORO FARMERS CO OP
41106 | Permanently Closed | 1989-09-28 | 1981-01-01 | 1989-09-28 | Petroleum | Unleaded gasoline | Unleaded gasoline |  | Steel | Steel |  | Painted or None | Steel |  | 1901-01-01 | [15 empty] | UST Currently In Use: 0; UST Temp Close: 2; AST Currently In Use: 1; AST Temp Closed: 0 | 0 | 2 | 4 | 24601-013-005462 | JOSEPH M NORWOOD
41107 | Permanently Closed | 1989-09-28 | 1901-01-01 | 1989-09-28 | Petroleum | Unleaded gasoline | Unleaded gasoline |  | Steel | Steel |  | Painted or None | Steel |  | 1901-01-01 | [15 empty] | UST Currently In Use: 0; UST Temp Close: 2; AST Currently In Use: 1; AST Temp Closed: 0 | 0 | 2 | 4 | 24601-013-005462 | JOSEPH M NORWOOD
41108 | Permanently Closed | 1989-09-28 | 1901-01-01 | 1989-09-28 | Petroleum | Unleaded gasoline | Unleaded gasoline |  | Steel | Steel |  | Painted or None | Steel |  | 1901-01-01 | [15 empty] | UST Currently In Use: 0; UST Temp Close: 2; AST Currently In Use: 1; AST Temp Closed: 0 | 0 | 2 | 4 | 24601-013-005462 | JOSEPH M NORWOOD
41109 | Permanently Closed | 1989-09-28 | 1901-01-01 | 1989-09-28 | Petroleum | On road diesel | On road diesel |  | Steel | Steel |  | Painted or None | Steel |  | 1901-01-01 | [15 empty] | UST Currently In Use: 0; UST Temp Close: 2; AST Currently In Use: 1; AST Temp Closed: 0 | 0 | 2 | 4 | 24601-013-005462 | JOSEPH M NORWOOD
41110 | Temporary Closed | 2019-08-28 | 1990-09-01 |  | Petroleum | Unleaded gasoline | Unleaded gasoline |  | Steel | Steel | Coated & cathodic protection (sti-P3) |  | Fiberglass reinforced plastic |  |  |  | Catchment Basin, Single walled catchment basin | Automatic shutoff device At 95% full | Automatic shutoff device At 95% full |  |  | Statistical Inventory Reconciliation (SIR) | [8 empty] | UST Currently In Use: 0; UST Temp Close: 2; AST Currently In Use: 1; AST Temp Closed: 0 | 0 | 2 | 4 | 24601-013-005462 | JOSEPH M NORWOOD
41111 | Temporary Closed | 2019-08-28 | 1990-09-01 |  | Petroleum | Unleaded gasoline | Unleaded gasoline |  | Steel | Steel | Coated & cathodic protection (sti-P3) |  | Fiberglass reinforced plastic |  |  |  | Catchment Basin, Single walled catchment basin | Automatic shutoff device At 95% full | Automatic shutoff device At 95% full |  |  | Statistical Inventory Reconciliation (SIR) | [8 empty] | UST Currently In Use: 0; UST Temp Close: 2; AST Currently In Use: 1; AST Temp Closed: 0 | 0 | 2 | 4 | 24601-013-005462 | JOSEPH M NORWOOD
41112 | Permanently Closed | 1995-03-29 | 1990-02-21 | 1995-03-29 | Petroleum | Unleaded gasoline | Unleaded gasoline |  | Fiberglass reinforced plastic | Fiberglass reinforced plastic |  |  | Fiberglass reinforced plastic |  | 1901-01-01 | Field installed cathodic protection | Catchment Basin, Single walled catchment basin | Flow Rest 90% Full | Flow Rest 90% Full |  |  | Automatic Tank Gauge | [8 empty] | UST Currently In Use: 0; UST Temp Close: 0; AST Currently In Use: 0; AST Temp Closed: 0 | 0 | 0 | 3 | 17225-095-015332 | DSS INC
41113 | Permanently Closed | 1995-03-29 | 1990-02-21 | 1995-03-29 | Petroleum | Unleaded gasoline | Unleaded gasoline |  | Fiberglass reinforced plastic | Fiberglass reinforced plastic |  |  | Fiberglass reinforced plastic |  | 1901-01-01 |  | Catchment Basin, Single walled catchment basin | Flow Rest 90% Full | Flow Rest 90% Full |  |  | Automatic Tank Gauge | [8 empty] | UST Currently In Use: 0; UST Temp Close: 0; AST Currently In Use: 0; AST Temp Closed: 0 | 0 | 0 | 3 | 17225-095-015332 | DSS INC
41114 | Permanently Closed | 1995-03-29 | 1990-02-21 | 1995-03-29 | Petroleum | Unleaded gasoline | Unleaded gasoline |  | Steel | Steel | Coated & cathodic protection (sti-P3), Interior lined (not allowed as a standalone method of corrosion protection) |  | Fiberglass reinforced plastic |  | 1901-01-01 |  | Catchment Basin, Single walled catchment basin | Automatic shutoff device At 95% full | Automatic shutoff device At 95% full |  |  | Automatic Tank Gauge | [8 empty] | UST Currently In Use: 0; UST Temp Close: 0; AST Currently In Use: 0; AST Temp Closed: 0 | 0 | 0 | 3 | 17225-095-015332 | DSS INC
41115 | Temporary Closed | 2005-03-16 | 1988-01-01 |  | Petroleum | Unleaded gasoline | Unleaded gasoline | Retail | Steel | Steel | Coated & cathodic protection (sti-P3) |  | Double Wall, Steel |  |  | Isolated or Above Ground, TOTAL CONT | Catchment Basin, Single walled catchment basin | Automatic shutoff device At 95% full | Automatic shutoff device At 95% full |  |  | Continuous Automatic Tank Gauge |  | Automatic shutoff device (AELLD), Containment Sump | Containment Sump | Interstitial Monitoring within Secondary Containment |  |  |  |  | UST Currently In Use: 0; UST Temp Close: 4; AST Currently In Use: 0; AST Temp Closed: 0 | 0 | 4 | 0 | 15785-019-014146 | CHRIS ST. CLAIR
41116 | Temporary Closed | 2005-03-16 | 1988-01-01 |  | Petroleum | Mid-grade gasoline | Mid-grade gasoline | Retail | Steel | Steel | Coated & cathodic protection (sti-P3) |  | Double Wall, Steel |  |  | Isolated or Above Ground, TOTAL CONT | Catchment Basin, Single walled catchment basin | Automatic shutoff device At 95% full | Automatic shutoff device At 95% full |  |  | Continuous Automatic Tank Gauge |  | Automatic shutoff device (AELLD), Containment Sump | Containment Sump | Interstitial Monitoring within Secondary Containment |  |  |  |  | UST Currently In Use: 0; UST Temp Close: 4; AST Currently In Use: 0; AST Temp Closed: 0 | 0 | 4 | 0 | 15785-019-014146 | CHRIS ST. CLAIR
41117 | Temporary Closed | 2005-03-16 | 1988-01-01 |  | Petroleum | Premium gasoline | Premium gasoline | Retail | Steel | Steel | Coated & cathodic protection (sti-P3) |  | Double Wall, Steel |  |  | Isolated or Above Ground, TOTAL CONT | Catchment Basin, Single walled catchment basin | Automatic shutoff device At 95% full | Automatic shutoff device At 95% full |  |  |  |  | Automatic shutoff device (AELLD), Containment Sump | Containment Sump | Interstitial Monitoring within Secondary Containment |  |  |  |  | UST Currently In Use: 0; UST Temp Close: 4; AST Currently In Use: 0; AST Temp Closed: 0 | 0 | 4 | 0 | 15785-019-014146 | CHRIS ST. CLAIR
41118 | Permanently Closed | 1998-01-20 | 1975-01-01 | 1998-01-20 | Petroleum | Unleaded gasoline | Unleaded gasoline |  | Steel | Steel |  | Painted or None | Steel |  | 1901-01-01 | [6 empty] | Statistical Inventory Reconciliation (SIR) | [5 empty] | Annual line testing | Annual line testing |  | UST Currently In Use: 2; UST Temp Close: 0; AST Currently In Use: 0; AST Temp Closed: 0 | 2 | 0 | 3 | 24844-019-004406 | JIGAR PATEL
41119 | Permanently Closed | 1998-01-20 | 1975-01-01 | 1998-01-20 | Petroleum | Unleaded gasoline | Unleaded gasoline |  | Steel | Steel |  | Painted or None | Steel |  | 1901-01-01 | [6 empty] | Statistical Inventory Reconciliation (SIR) | [5 empty] | Annual line testing | Annual line testing |  | UST Currently In Use: 2; UST Temp Close: 0; AST Currently In Use: 0; AST Temp Closed: 0 | 2 | 0 | 3 | 24844-019-004406 | JIGAR PATEL
41120 | Permanently Closed | 1997-01-20 | 1975-01-01 | 1998-01-20 | Petroleum | Unleaded gasoline | Unleaded gasoline |  | Steel | Steel |  | Painted or None | Steel |  | 1901-01-01 | [6 empty] | Statistical Inventory Reconciliation (SIR) | [5 empty] | Annual line testing | Annual line testing |  | UST Currently In Use: 2; UST Temp Close: 0; AST Currently In Use: 0; AST Temp Closed: 0 | 2 | 0 | 3 | 24844-019-004406 | JIGAR PATEL
41121 | Permanently Closed | 1995-05-23 | 1979-01-01 | 1995-05-23 | Petroleum | On road diesel | On road diesel |  | Steel | Steel |  | Painted or None | Steel |  | 1901-01-01 | [6 empty] | Other | [8 empty] | UST Currently In Use: 0; UST Temp Close: 0; AST Currently In Use: 2; AST Temp Closed: 0 | 0 | 0 | 2 | 17228-089-015333 | L & L LUMBER CO INC
41122 | Permanently Closed | 1995-05-23 | 1979-01-01 | 1995-05-23 | Petroleum | Unleaded gasoline | Unleaded gasoline |  | Steel | Steel |  | Painted or None | Steel |  | 1901-01-01 | [6 empty] | Other | [8 empty] | UST Currently In Use: 0; UST Temp Close: 0; AST Currently In Use: 2; AST Temp Closed: 0 | 0 | 0 | 2 | 17228-089-015333 | L & L LUMBER CO INC
41123 | Retired | 1986-01-01 | 1973-01-01 |  | Petroleum | Unleaded gasoline | Unleaded gasoline |  | Steel | Steel |  |  |  |  | 1901-01-01 | [15 empty] | UST Currently In Use: 0; UST Temp Close: 0; AST Currently In Use: 0; AST Temp Closed: 0 | 0 | 0 | 0 | 17229-079-008441 | DAVID GILLESPIE SR
41124 | Permanently Closed | 1993-04-16 | 1990-01-01 | 1993-04-16 | Petroleum | On road diesel | On road diesel | Emergency power generator | Steel | Steel |  |  | Steel |  | 1901-01-01 | [15 empty] | UST Currently In Use: 0; UST Temp Close: 0; AST Currently In Use: 0; AST Temp Closed: 0 | 0 | 0 | 2 | 17230-089-015334 | HUNTSVILLE HOSPITAL EAST
41125 | Permanently Closed | 1993-04-16 | 1990-01-01 | 1993-04-16 | Petroleum | On road diesel | On road diesel | Emergency power generator | Steel | Steel |  |  | Steel |  | 1901-01-01 | [15 empty] | UST Currently In Use: 0; UST Temp Close: 0; AST Currently In Use: 0; AST Temp Closed: 0 | 0 | 0 | 2 | 17230-089-015334 | HUNTSVILLE HOSPITAL EAST
41126 | Permanently Closed | 2001-12-20 | 1987-01-01 | 2001-12-20 | Petroleum | Unleaded gasoline | Unleaded gasoline |  | Steel | Steel | Coated & cathodic protection (sti-P3) |  | Steel |  | 1901-01-01 | [15 empty] | UST Currently In Use: 0; UST Temp Close: 0; AST Currently In Use: 0; AST Temp Closed: 0 | 0 | 0 | 1 | 17231-049-015352 | BROOKWOOD LEASING CORP
41127 | Cannot Locate or abandoned |  | 1981-01-01 |  | Petroleum | Unleaded gasoline | Unleaded gasoline |  | Steel | Steel |  | Painted or None | Steel |  | 1901-01-01 | [15 empty] | UST Currently In Use: 0; UST Temp Close: 0; AST Currently In Use: 0; AST Temp Closed: 0 | 0 | 0 | 0 | 18150-049-012701 | BUCKS TEXACO
41128 | Cannot Locate or abandoned |  | 1981-01-01 |  | Petroleum | Unleaded gasoline | Unleaded gasoline |  | Steel | Steel |  | Painted or None | Steel |  | 1901-01-01 | [15 empty] | UST Currently In Use: 0; UST Temp Close: 0; AST Currently In Use: 0; AST Temp Closed: 0 | 0 | 0 | 0 | 18150-049-012701 | BUCKS TEXACO
41129 | Cannot Locate or abandoned |  | 1984-01-01 |  | Petroleum | Unleaded gasoline | Unleaded gasoline |  | Steel | Steel |  | Painted or None | Steel |  | 1901-01-01 | [15 empty] | UST Currently In Use: 0; UST Temp Close: 0; AST Currently In Use: 0; AST Temp Closed: 0 | 0 | 0 | 0 | 18150-049-012701 | BUCKS TEXACO
41130 | Cannot Locate or abandoned |  | 1984-01-01 |  | Petroleum | On road diesel | On road diesel |  | Steel | Steel |  | Painted or None | Steel |  | 1901-01-01 | [15 empty] | UST Currently In Use: 0; UST Temp Close: 0; AST Currently In Use: 0; AST Temp Closed: 0 | 0 | 0 | 0 | 18150-049-012701 | BUCKS TEXACO
41131 | Permanently Closed | 2000-02-15 | 1990-08-15 | 2011-12-02 | Petroleum | Unleaded gasoline | Unleaded gasoline | Retail | Steel | Steel | Coated & cathodic protection (sti-P3) |  | Flexible |  |  |  | Catchment Basin, Single walled catchment basin | Flow Rest 90% Full | Flow Rest 90% Full |  |  | Automatic Tank Gauge | [5 empty] | Annual line testing | Annual line testing |  | UST Currently In Use: 0; UST Temp Close: 0; AST Currently In Use: 0; AST Temp Closed: 0 | 0 | 0 | 5 | 21229-071-015350 | LINDA DOBBINS BROOKS
41132 | Permanently Closed | 2000-02-15 | 1990-08-15 | 2011-12-02 | Petroleum | Mid-grade gasoline | Mid-grade gasoline | Retail | Steel | Steel | Coated & cathodic protection (sti-P3) |  | Flexible |  |  |  | Catchment Basin, Single walled catchment basin | Flow Rest 90% Full | Flow Rest 90% Full |  |  | Automatic Tank Gauge | [5 empty] | Annual line testing | Annual line testing |  | UST Currently In Use: 0; UST Temp Close: 0; AST Currently In Use: 0; AST Temp Closed: 0 | 0 | 0 | 5 | 21229-071-015350 | LINDA DOBBINS BROOKS
41133 | Permanently Closed | 2000-02-15 | 1990-08-15 | 2011-12-02 | Petroleum | Premium gasoline | Premium gasoline | Retail | Steel | Steel | Coated & cathodic protection (sti-P3) |  | Flexible |  |  |  | Catchment Basin, Single walled catchment basin | Flow Rest 90% Full | Flow Rest 90% Full |  |  | Automatic Tank Gauge | [8 empty] | UST Currently In Use: 0; UST Temp Close: 0; AST Currently In Use: 0; AST Temp Closed: 0 | 0 | 0 | 5 | 21229-071-015350 | LINDA DOBBINS BROOKS
41134 | Permanently Closed | 2000-02-15 | 1990-08-15 | 2011-12-02 | Petroleum | On road diesel | On road diesel | Retail | Steel | Steel | Coated & cathodic protection (sti-P3) |  | Flexible |  |  |  | Catchment Basin, Single walled catchment basin | Flow Rest 90% Full | Flow Rest 90% Full |  |  | Automatic Tank Gauge | [8 empty] | UST Currently In Use: 0; UST Temp Close: 0; AST Currently In Use: 0; AST Temp Closed: 0 | 0 | 0 | 5 | 21229-071-015350 | LINDA DOBBINS BROOKS
41135 | Permanently Closed | 2000-02-15 | 1990-08-15 | 2011-12-02 | Petroleum | Kerosene | Kerosene | Retail | Steel | Steel | Coated & cathodic protection (sti-P3) |  | Flexible |  |  |  | Catchment Basin, Single walled catchment basin | Flow Rest 90% Full | Flow Rest 90% Full |  |  | Automatic Tank Gauge | [8 empty] | UST Currently In Use: 0; UST Temp Close: 0; AST Currently In Use: 0; AST Temp Closed: 0 | 0 | 0 | 5 | 21229-071-015350 | LINDA DOBBINS BROOKS
41136 | Currently in Use |  | 1990-10-13 |  | Petroleum | Unleaded gasoline | Unleaded gasoline | Retail | Single Wall, Steel | Steel | Coated & cathodic protection (sti-P3) |  | Fiberglass reinforced plastic, Single Wall |  |  |  | Catchment Basin, Single walled catchment basin | Flow Rest 90% Full | Flow Rest 90% Full |  |  | Automatic Tank Gauge |  | Automatic flow restrictor (MLLD) | Automatic flow restrictor (MLLD) |  |  | Annual line testing | Annual line testing |  | UST Currently In Use: 5; UST Temp Close: 0; AST Currently In Use: 0; AST Temp Closed: 0 | 5 | 0 | 0 | 25684-089-015354 | JAYENDRA PATEL
41137 | Currently in Use |  | 1990-10-13 |  | Petroleum | Mid-grade gasoline | Mid-grade gasoline | Retail | Single Wall, Steel | Steel | Coated & cathodic protection (sti-P3) |  | Fiberglass reinforced plastic, Single Wall |  |  |  | Catchment Basin, Single walled catchment basin | Flow Rest 90% Full | Flow Rest 90% Full |  |  | Automatic Tank Gauge |  | Automatic flow restrictor (MLLD) | Automatic flow restrictor (MLLD) |  |  | Annual line testing | Annual line testing |  | UST Currently In Use: 5; UST Temp Close: 0; AST Currently In Use: 0; AST Temp Closed: 0 | 5 | 0 | 0 | 25684-089-015354 | JAYENDRA PATEL
41138 | Currently in Use |  | 1990-10-13 |  | Petroleum | Premium gasoline | Premium gasoline | Retail | Single Wall, Steel | Steel | Coated & cathodic protection (sti-P3) |  | Fiberglass reinforced plastic, Single Wall |  |  |  | Catchment Basin, Single walled catchment basin | Flow Rest 90% Full | Flow Rest 90% Full |  |  | Automatic Tank Gauge |  | Automatic flow restrictor (MLLD) | Automatic flow restrictor (MLLD) |  |  | Annual line testing | Annual line testing |  | UST Currently In Use: 5; UST Temp Close: 0; AST Currently In Use: 0; AST Temp Closed: 0 | 5 | 0 | 0 | 25684-089-015354 | JAYENDRA PATEL
41139 | Currently in Use |  | 1990-10-13 |  | Petroleum | On road diesel | On road diesel | Retail | Single Wall, Steel | Steel | Coated & cathodic protection (sti-P3) |  | Fiberglass reinforced plastic, Single Wall |  |  |  | Catchment Basin, Single walled catchment basin | Flow Rest 90% Full | Flow Rest 90% Full |  |  | Automatic Tank Gauge |  | Automatic flow restrictor (MLLD) | Automatic flow restrictor (MLLD) |  |  | Annual line testing | Annual line testing |  | UST Currently In Use: 5; UST Temp Close: 0; AST Currently In Use: 0; AST Temp Closed: 0 | 5 | 0 | 0 | 25684-089-015354 | JAYENDRA PATEL
41140 | Currently in Use |  | 1990-10-13 |  | Petroleum | Kerosene | Kerosene | Retail | Single Wall, Steel | Steel | Coated & cathodic protection (sti-P3) |  | Fiberglass reinforced plastic, Single Wall |  |  |  | Catchment Basin, Single walled catchment basin | Flow Rest 90% Full | Flow Rest 90% Full |  |  | Automatic Tank Gauge |  | Automatic flow restrictor (MLLD) | Automatic flow restrictor (MLLD) |  |  | Annual line testing | Annual line testing |  | UST Currently In Use: 5; UST Temp Close: 0; AST Currently In Use: 0; AST Temp Closed: 0 | 5 | 0 | 0 | 25684-089-015354 | JAYENDRA PATEL
41141 | Cannot Locate or abandoned | 1994-02-08 | 1986-03-01 |  | Petroleum | Unleaded gasoline | Unleaded gasoline |  | Steel | Steel |  | Painted or None | Steel |  | 1901-01-01 | [15 empty] | UST Currently In Use: 0; UST Temp Close: 0; AST Currently In Use: 0; AST Temp Closed: 0 | 0 | 0 | 0 | 17857-077-009809 | ALFRED WHITE JR
41142 | Cannot Locate or abandoned | 1994-02-08 | 1986-03-01 |  | Petroleum | Unleaded gasoline | Unleaded gasoline |  | Steel | Steel |  | Painted or None | Steel |  | 1901-01-01 | [15 empty] | UST Currently In Use: 0; UST Temp Close: 0; AST Currently In Use: 0; AST Temp Closed: 0 | 0 | 0 | 0 | 17857-077-009809 | ALFRED WHITE JR
41143 | Cannot Locate or abandoned | 1994-02-08 | 1986-03-01 |  | Petroleum | Unleaded gasoline | Unleaded gasoline |  | Steel | Steel |  | Painted or None | Steel |  | 1901-01-01 | [15 empty] | UST Currently In Use: 0; UST Temp Close: 0; AST Currently In Use: 0; AST Temp Closed: 0 | 0 | 0 | 0 | 17857-077-009809 | ALFRED WHITE JR
41144 | Cannot Locate or abandoned | 1994-02-08 | 1986-03-01 |  | Petroleum | On road diesel | On road diesel |  | Steel | Steel |  | Painted or None | Steel |  | 1901-01-01 | [15 empty] | UST Currently In Use: 0; UST Temp Close: 0; AST Currently In Use: 0; AST Temp Closed: 0 | 0 | 0 | 0 | 17857-077-009809 | ALFRED WHITE JR
41145 | Cannot Locate or abandoned | 1994-02-08 | 1986-03-01 |  | Petroleum | Kerosene | Kerosene |  | Steel | Steel |  | Painted or None | Steel |  | 1901-01-01 | [15 empty] | UST Currently In Use: 0; UST Temp Close: 0; AST Currently In Use: 0; AST Temp Closed: 0 | 0 | 0 | 0 | 17857-077-009809 | ALFRED WHITE JR
41146 | Currently in Use |  | 1990-09-24 |  | Petroleum | Unleaded gasoline | Unleaded gasoline | Industrial | Single Wall, Steel | Steel | Coated & cathodic protection (sti-P3) |  | Fiberglass reinforced plastic, Single Wall |  |  |  | Catchment Basin, Single walled catchment basin | Automatic shutoff device At 95% full | Automatic shutoff device At 95% full |  |  | Automatic Tank Gauge | [8 empty] | UST Currently In Use: 2; UST Temp Close: 0; AST Currently In Use: 0; AST Temp Closed: 0 | 2 | 0 | 0 | 17236-089-015356 | VALLEY HILL COUNTRY CLUB
41147 | Currently in Use |  | 1990-09-24 |  | Petroleum | On road diesel | On road diesel | Industrial | Single Wall, Steel | Steel | Coated & cathodic protection (sti-P3) |  | Fiberglass reinforced plastic, Single Wall |  |  |  | Catchment Basin, Single walled catchment basin | Automatic shutoff device At 95% full | Automatic shutoff device At 95% full |  |  | Automatic Tank Gauge | [8 empty] | UST Currently In Use: 2; UST Temp Close: 0; AST Currently In Use: 0; AST Temp Closed: 0 | 2 | 0 | 0 | 17236-089-015356 | VALLEY HILL COUNTRY CLUB
41148 | Permanently Closed | 1992-11-03 | 1976-01-01 | 1992-11-03 | Petroleum | Unleaded gasoline | Unleaded gasoline |  | Single Wall, Steel | Steel | Coated & cathodic protection (sti-P3) |  | Fiberglass reinforced plastic, Single Wall |  | 1901-01-01 |  | Catchment Basin, Single walled catchment basin | Flow Rest 90% Full | Flow Rest 90% Full |  |  | Statistical Inventory Reconciliation (SIR) | [8 empty] | UST Currently In Use: 1; UST Temp Close: 0; AST Currently In Use: 0; AST Temp Closed: 0 | 1 | 0 | 2 | 25482-095-001350 | MOLE INVESTMENTS LLC DBA HYATT C STO
41149 | Permanently Closed | 1992-11-03 | 1976-01-01 | 1992-11-03 | Petroleum | Unleaded gasoline | Unleaded gasoline |  | Steel | Steel |  | Painted or None | Steel |  | 1901-01-01 | [15 empty] | UST Currently In Use: 1; UST Temp Close: 0; AST Currently In Use: 0; AST Temp Closed: 0 | 1 | 0 | 2 | 25482-095-001350 | MOLE INVESTMENTS LLC DBA HYATT C STO
41150 | Permanently Closed | 1997-12-08 | 1984-01-01 |  | Petroleum | Used oil | Used oil | Bulk facility | Fiberglass reinforced plastic | Fiberglass reinforced plastic |  |  | Steel |  | 1901-01-01 | [6 empty] | Manual Tank Gauging (only tanks 1000 gal. or less and 48” or 64” in diameter) | [5 empty] | Annual line testing | Annual line testing |  | UST Currently In Use: 0; UST Temp Close: 0; AST Currently In Use: 0; AST Temp Closed: 0 | 0 | 0 | 4 | 10146-005-010972 | ALABAMA POWER COMPANY
41151 | Currently in Use |  | 1969-01-01 |  | Petroleum | On road diesel | On road diesel | Retail | Single Wall, Steel | Steel | Field installed cathodic protection, Interior lined (not allowed as a standalone method of corrosion protection) |  | Single Wall, Steel |  |  | Field installed cathodic protection | Catchment Basin, Single walled catchment basin | Automatic shutoff device At 95% full, Flow Rest 90% Full | Flow Rest 90% Full |  |  | Continuous Automatic Tank Gauge |  | Automatic flow restrictor (MLLD) | Automatic flow restrictor (MLLD) |  |  | Annual line testing | Annual line testing |  | UST Currently In Use: 3; UST Temp Close: 0; AST Currently In Use: 0; AST Temp Closed: 0 | 3 | 0 | 0 | 15201-073-005580 | VULCAN OIL COMPANY INC.
41152 | Permanently Closed | 1998-03-09 | 1901-01-01 | 1998-03-09 | Petroleum | Unleaded gasoline | Unleaded gasoline |  | Steel | Steel |  | Painted or None | Steel |  | 1901-01-01 | None | [5 empty] | Manual Tank Gauging (only tanks 1000 gal. or less and 48” or 64” in diameter) | [8 empty] | UST Currently In Use: 0; UST Temp Close: 0; AST Currently In Use: 0; AST Temp Closed: 0 | 0 | 0 | 1 | 17013-051-015065 | C C ANDERSON
41153 | Permanently Closed | 1998-12-22 | 1975-05-01 |  | Petroleum | Unleaded gasoline | Unleaded gasoline |  | Steel | Steel |  | Painted or None | Steel |  | 1901-01-01 | [15 empty] | UST Currently In Use: 0; UST Temp Close: 0; AST Currently In Use: 0; AST Temp Closed: 0 | 0 | 0 | 5 | 16919-125-014849 | BAMA AIR INC
41154 | Permanently Closed | 1998-12-18 | 1973-04-01 | 1998-12-18 | Petroleum | Used oil | Used oil |  | Steel | Steel |  | Painted or None | Steel |  | 1901-01-01 |  | Other, EXEMPT | Other, EXEMPT | Other | [11 empty] | UST Currently In Use: 0; UST Temp Close: 0; AST Currently In Use: 0; AST Temp Closed: 0 | 0 | 0 | 1 | 17015-101-015067 | MONTGOMERY TRACTOR COMPANY INC
41155 | Permanently Closed | 2005-04-01 | 1940-05-01 | 2006-08-25 | Petroleum | Unleaded gasoline | Unleaded gasoline | Retail | Steel | Steel | Field installed cathodic protection | Painted or None | Steel |  | 1901-01-01 | Field installed cathodic protection, None | Catchment Basin, Single walled catchment basin |  |  |  |  | Statistical Inventory Reconciliation (SIR) | [8 empty] | UST Currently In Use: 0; UST Temp Close: 0; AST Currently In Use: 0; AST Temp Closed: 0 | 0 | 0 | 3 | 22534-021-015068 | TOM BUCKLEY
41156 | Permanently Closed | 2005-04-01 | 1940-05-01 | 2006-08-25 | Petroleum | Mid-grade gasoline | Mid-grade gasoline | Retail | Steel | Steel | Field installed cathodic protection | Painted or None | Steel |  | 1901-01-01 | Field installed cathodic protection, None | Catchment Basin, Single walled catchment basin |  |  |  |  | Statistical Inventory Reconciliation (SIR) | [8 empty] | UST Currently In Use: 0; UST Temp Close: 0; AST Currently In Use: 0; AST Temp Closed: 0 | 0 | 0 | 3 | 22534-021-015068 | TOM BUCKLEY
41157 | Permanently Closed | 2005-04-01 | 1940-05-01 | 2006-08-25 | Petroleum | Premium gasoline | Premium gasoline | Retail | Steel | Steel | Field installed cathodic protection |  | Steel |  | 1901-01-01 | Field installed cathodic protection, None | Catchment Basin, Single walled catchment basin |  |  |  |  | Statistical Inventory Reconciliation (SIR) | [8 empty] | UST Currently In Use: 0; UST Temp Close: 0; AST Currently In Use: 0; AST Temp Closed: 0 | 0 | 0 | 3 | 22534-021-015068 | TOM BUCKLEY
41159 | Cannot Locate or abandoned | 1991-07-01 | 1970-11-01 |  | Petroleum | Unleaded gasoline | Unleaded gasoline |  | Steel | Steel |  |  | Steel |  | 1901-01-01 | [15 empty] | UST Currently In Use: 0; UST Temp Close: 0; AST Currently In Use: 0; AST Temp Closed: 0 | 0 | 0 | 0 | 17017-093-015069 | LEONARD KEY
41160 | Cannot Locate or abandoned | 1991-07-01 | 1970-11-01 |  | Petroleum | Unleaded gasoline | Unleaded gasoline |  | Steel | Steel |  |  | Steel |  | 1901-01-01 | [15 empty] | UST Currently In Use: 0; UST Temp Close: 0; AST Currently In Use: 0; AST Temp Closed: 0 | 0 | 0 | 0 | 17017-093-015069 | LEONARD KEY
41161 | Cannot Locate or abandoned | 1991-07-01 | 1975-06-01 |  | Petroleum | Unleaded gasoline | Unleaded gasoline |  | Steel | Steel |  |  | Steel |  | 1901-01-01 | [15 empty] | UST Currently In Use: 0; UST Temp Close: 0; AST Currently In Use: 0; AST Temp Closed: 0 | 0 | 0 | 0 | 17017-093-015069 | LEONARD KEY
41162 | Temporary Closed | 2013-08-15 | 1990-10-04 |  | Petroleum | On road diesel | On road diesel | Retail | Steel | Steel | Coated & cathodic protection (sti-P3) |  | Fiberglass reinforced plastic |  | 1901-01-01 | None | Catchment Basin, Single walled catchment basin | Automatic shutoff device At 95% full, Flow Rest 90% Full | Flow Rest 90% Full |  |  | Statistical Inventory Reconciliation (SIR) | [8 empty] | UST Currently In Use: 0; UST Temp Close: 4; AST Currently In Use: 0; AST Temp Closed: 0 | 0 | 4 | 5 | 23634-001-005916 | JERRY L. MCMICHAEL JR.
41163 | Temporary Closed | 2011-03-29 | 1990-10-04 |  | Petroleum | Premium gasoline | Premium gasoline | Retail | Steel | Steel | Coated & cathodic protection (sti-P3) |  | Fiberglass reinforced plastic |  | 1901-01-01 | None | Catchment Basin, Single walled catchment basin | Automatic shutoff device At 95% full, Flow Rest 90% Full | Flow Rest 90% Full |  |  | Statistical Inventory Reconciliation (SIR) | [8 empty] | UST Currently In Use: 0; UST Temp Close: 4; AST Currently In Use: 0; AST Temp Closed: 0 | 0 | 4 | 5 | 23634-001-005916 | JERRY L. MCMICHAEL JR.
41164 | Temporary Closed | 2013-08-15 | 1990-10-04 |  | Petroleum | Unleaded gasoline | Unleaded gasoline | Retail | Steel | Steel | Coated & cathodic protection (sti-P3) |  | Fiberglass reinforced plastic |  | 1901-01-01 | None | Catchment Basin, Single walled catchment basin | Automatic shutoff device At 95% full, Flow Rest 90% Full | Flow Rest 90% Full |  |  | Statistical Inventory Reconciliation (SIR) | [8 empty] | UST Currently In Use: 0; UST Temp Close: 4; AST Currently In Use: 0; AST Temp Closed: 0 | 0 | 4 | 5 | 23634-001-005916 | JERRY L. MCMICHAEL JR.
41165 | Permanently Closed | 1998-12-31 | 1990-09-10 | 2025-09-16 | Petroleum | Unleaded gasoline | Unleaded gasoline |  | Steel | Steel | Coated & cathodic protection (sti-P3) |  | Fiberglass reinforced plastic |  | 1901-01-01 |  | Catchment Basin, Single walled catchment basin | Flow Rest 90% Full | Flow Rest 90% Full |  |  |  |  | Automatic flow restrictor (MLLD) | Automatic flow restrictor (MLLD) |  |  | Annual line testing | Annual line testing |  | UST Currently In Use: 0; UST Temp Close: 0; AST Currently In Use: 0; AST Temp Closed: 0 | 0 | 0 | 2 | 17018-125-015070 | SRP INC
41166 | Permanently Closed | 1998-12-31 | 1990-09-04 | 2025-09-16 | Petroleum | On road diesel | On road diesel |  | Steel | Steel | Coated & cathodic protection (sti-P3) |  | Fiberglass reinforced plastic |  | 1901-01-01 |  | Catchment Basin, Single walled catchment basin | Flow Rest 90% Full | Flow Rest 90% Full |  |  |  |  | Automatic flow restrictor (MLLD) | Automatic flow restrictor (MLLD) |  |  | Annual line testing | Annual line testing |  | UST Currently In Use: 0; UST Temp Close: 0; AST Currently In Use: 0; AST Temp Closed: 0 | 0 | 0 | 2 | 17018-125-015070 | SRP INC
41170 | Currently in Use |  | 1983-11-01 |  | Petroleum | Unleaded gasoline | Unleaded gasoline | Retail | Single Wall, Steel | Steel | Field installed cathodic protection |  | Fiberglass reinforced plastic, Single Wall |  |  |  | Catchment Basin, Single walled catchment basin | Automatic shutoff device At 95% full | Automatic shutoff device At 95% full |  |  | Statistical Inventory Reconciliation (SIR) | Direct Bury submersible pump | Automatic flow restrictor (MLLD) | Automatic flow restrictor (MLLD) |  |  | Annual line testing | Annual line testing |  | UST Currently In Use: 3; UST Temp Close: 0; AST Currently In Use: 1; AST Temp Closed: 0 | 3 | 0 | 1 | 13529-093-015075 | MOORE PETROLEUM COMPANY, INC.
41171 | Currently in Use |  | 1983-11-01 |  | Petroleum | Unleaded gasoline | Unleaded gasoline | Retail | Single Wall, Steel | Steel | Field installed cathodic protection |  | Fiberglass reinforced plastic, Single Wall |  |  |  | Catchment Basin, Single walled catchment basin | Automatic shutoff device At 95% full | Automatic shutoff device At 95% full |  |  | Statistical Inventory Reconciliation (SIR) | Direct Bury submersible pump | Automatic flow restrictor (MLLD) | Automatic flow restrictor (MLLD) |  |  | Annual line testing | Annual line testing |  | UST Currently In Use: 3; UST Temp Close: 0; AST Currently In Use: 1; AST Temp Closed: 0 | 3 | 0 | 1 | 13529-093-015075 | MOORE PETROLEUM COMPANY, INC.
41173 | Permanently Closed | 1992-05-05 | 1983-11-01 | 1992-05-05 | Petroleum | Other, GAS | Other |  | Steel | Steel |  |  | Steel |  | 1901-01-01 | None | [14 empty] | UST Currently In Use: 3; UST Temp Close: 0; AST Currently In Use: 1; AST Temp Closed: 0 | 3 | 0 | 1 | 13529-093-015075 | MOORE PETROLEUM COMPANY, INC.
41174 | Currently in Use |  | 1983-11-01 |  | Petroleum | On road diesel | On road diesel | Retail | Single Wall, Steel | Steel | Field installed cathodic protection |  | Fiberglass reinforced plastic, Single Wall |  |  |  | Catchment Basin, Single walled catchment basin | Automatic shutoff device At 95% full | Automatic shutoff device At 95% full |  |  | Statistical Inventory Reconciliation (SIR) | Direct Bury submersible pump | Automatic flow restrictor (MLLD) | Automatic flow restrictor (MLLD) |  |  | Annual line testing | Annual line testing |  | UST Currently In Use: 3; UST Temp Close: 0; AST Currently In Use: 1; AST Temp Closed: 0 | 3 | 0 | 1 | 13529-093-015075 | MOORE PETROLEUM COMPANY, INC.
41175 | Permanently Closed | 1992-04-01 | 1984-11-01 | 1992-04-01 | Petroleum | On road diesel | On road diesel |  | Steel | Steel |  |  | Steel |  | 1901-01-01 | None | [14 empty] | UST Currently In Use: 0; UST Temp Close: 0; AST Currently In Use: 0; AST Temp Closed: 0 | 0 | 0 | 2 | 13529-093-015076 | MOORE PETROLEUM COMPANY, INC.
41176 | Permanently Closed | 1992-04-01 | 1984-11-01 | 1992-04-01 | Petroleum | On road diesel | On road diesel |  | Steel | Steel |  |  | Steel |  | 1901-01-01 | None | [14 empty] | UST Currently In Use: 0; UST Temp Close: 0; AST Currently In Use: 0; AST Temp Closed: 0 | 0 | 0 | 2 | 13529-093-015076 | MOORE PETROLEUM COMPANY, INC.
41177 | Temporary Closed | 2025-06-13 | 1990-11-28 |  | Petroleum | Unleaded gasoline | Unleaded gasoline | Retail | Single Wall, Steel | Steel | Coated & cathodic protection (sti-P3) |  | Fiberglass reinforced plastic, Single Wall |  |  |  | Catchment Basin, Single walled catchment basin | Automatic shutoff device At 95% full | Automatic shutoff device At 95% full |  |  | Statistical Inventory Reconciliation (SIR) | Direct Bury submersible pump | [7 empty] | UST Currently In Use: 0; UST Temp Close: 4; AST Currently In Use: 0; AST Temp Closed: 0 | 0 | 4 | 3 | 16634-133-008560 | HAROLD L. MARTIN DISTRIBUTING CO INC
41178 | Temporary Closed | 2025-06-13 | 1990-11-27 |  | Petroleum | Unleaded gasoline | Unleaded gasoline | Retail | Single Wall, Steel | Steel | Coated & cathodic protection (sti-P3) |  | Fiberglass reinforced plastic, Single Wall |  |  |  | Catchment Basin, Single walled catchment basin | Automatic shutoff device At 95% full | Automatic shutoff device At 95% full |  |  | Statistical Inventory Reconciliation (SIR) | Direct Bury submersible pump | [7 empty] | UST Currently In Use: 0; UST Temp Close: 4; AST Currently In Use: 0; AST Temp Closed: 0 | 0 | 4 | 3 | 16634-133-008560 | HAROLD L. MARTIN DISTRIBUTING CO INC
41179 | Temporary Closed | 2025-06-13 | 1990-11-27 |  | Petroleum | Unleaded gasoline | Unleaded gasoline | Retail | Single Wall, Steel | Steel | Coated & cathodic protection (sti-P3) |  | Fiberglass reinforced plastic, Single Wall |  |  |  | Catchment Basin, Single walled catchment basin | Automatic shutoff device At 95% full | Automatic shutoff device At 95% full |  |  | Statistical Inventory Reconciliation (SIR) | Direct Bury submersible pump | [7 empty] | UST Currently In Use: 0; UST Temp Close: 4; AST Currently In Use: 0; AST Temp Closed: 0 | 0 | 4 | 3 | 16634-133-008560 | HAROLD L. MARTIN DISTRIBUTING CO INC
41180 | Temporary Closed | 2015-06-30 | 1990-09-01 |  | Petroleum | Unleaded gasoline | Unleaded gasoline | Retail | Fiberglass reinforced plastic, Single Wall | Single Wall |  |  | Fiberglass reinforced plastic, Single Wall |  | 1901-01-01 |  | Catchment Basin, Single walled catchment basin | Flow Rest 90% Full | Flow Rest 90% Full |  |  | Continuous Automatic Tank Gauge | [8 empty] | UST Currently In Use: 0; UST Temp Close: 4; AST Currently In Use: 1; AST Temp Closed: 0 | 0 | 4 | 0 | 17276-073-009244 | ROLAND BAILEY
41181 | Temporary Closed | 2015-06-30 | 1990-09-01 |  | Petroleum | Mid-grade gasoline | Mid-grade gasoline | Retail | Fiberglass reinforced plastic, Single Wall | Single Wall |  |  | Fiberglass reinforced plastic, Single Wall |  | 1901-01-01 |  | Catchment Basin, Single walled catchment basin | Flow Rest 90% Full | Flow Rest 90% Full |  |  | Continuous Automatic Tank Gauge | [8 empty] | UST Currently In Use: 0; UST Temp Close: 4; AST Currently In Use: 1; AST Temp Closed: 0 | 0 | 4 | 0 | 17276-073-009244 | ROLAND BAILEY
41182 | Temporary Closed | 2015-06-30 | 1990-09-01 |  | Petroleum | Premium gasoline | Premium gasoline | Retail | Fiberglass reinforced plastic, Single Wall | Single Wall |  |  | Fiberglass reinforced plastic, Single Wall |  | 1901-01-01 |  | Catchment Basin, Single walled catchment basin | Flow Rest 90% Full | Flow Rest 90% Full |  |  | Continuous Automatic Tank Gauge | [8 empty] | UST Currently In Use: 0; UST Temp Close: 4; AST Currently In Use: 1; AST Temp Closed: 0 | 0 | 4 | 0 | 17276-073-009244 | ROLAND BAILEY
41183 | Temporary Closed | 2020-12-18 | 1990-08-10 |  | Petroleum | Unleaded gasoline | Unleaded gasoline | Retail | Single Wall, Steel | Steel | Coated & cathodic protection (sti-P3) |  | Fiberglass reinforced plastic, Single Wall |  |  |  | Catchment Basin, Single walled catchment basin | Automatic shutoff device At 95% full | Automatic shutoff device At 95% full |  |  | Continuous Automatic Tank Gauge |  | Automatic shutoff device (AELLD) | Automatic shutoff device (AELLD) | [5 empty] | UST Currently In Use: 0; UST Temp Close: 3; AST Currently In Use: 0; AST Temp Closed: 0 | 0 | 3 | 0 | 13526-073-015197 | MOORE OIL COMPANY, INC.
41184 | Temporary Closed | 2020-12-18 | 1990-08-10 |  | Petroleum | Mid-grade gasoline | Mid-grade gasoline | Retail | Single Wall, Steel | Steel | Coated & cathodic protection (sti-P3) |  | Fiberglass reinforced plastic, Single Wall |  |  |  | Catchment Basin, Single walled catchment basin | Automatic shutoff device At 95% full | Automatic shutoff device At 95% full |  |  | Continuous Automatic Tank Gauge |  | Automatic shutoff device (AELLD) | Automatic shutoff device (AELLD) | [5 empty] | UST Currently In Use: 0; UST Temp Close: 3; AST Currently In Use: 0; AST Temp Closed: 0 | 0 | 3 | 0 | 13526-073-015197 | MOORE OIL COMPANY, INC.
41185 | Temporary Closed | 2020-12-18 | 1990-08-10 |  | Petroleum | Premium gasoline | Premium gasoline | Retail | Single Wall, Steel | Steel | Coated & cathodic protection (sti-P3) |  | Fiberglass reinforced plastic, Single Wall |  |  |  | Catchment Basin, Single walled catchment basin | Automatic shutoff device At 95% full | Automatic shutoff device At 95% full |  |  | Continuous Automatic Tank Gauge |  | Automatic shutoff device (AELLD) | Automatic shutoff device (AELLD) | [5 empty] | UST Currently In Use: 0; UST Temp Close: 3; AST Currently In Use: 0; AST Temp Closed: 0 | 0 | 3 | 0 | 13526-073-015197 | MOORE OIL COMPANY, INC.
41186 | Permanently Closed | 2006-10-31 | 1990-04-09 | 2016-06-01 | Petroleum | Unleaded gasoline | Unleaded gasoline | Retail | Single Wall, Steel | Steel | Coated & cathodic protection (sti-P3) |  | Fiberglass reinforced plastic, Single Wall |  | 1901-01-01 | None | Catchment Basin, Single walled catchment basin | Automatic shutoff device At 95% full | Automatic shutoff device At 95% full |  |  | Statistical Inventory Reconciliation (SIR) | [8 empty] | UST Currently In Use: 0; UST Temp Close: 0; AST Currently In Use: 0; AST Temp Closed: 0 | 0 | 0 | 4 | 24384-043-015195 | FLOYELL HARRIS
41187 | Permanently Closed | 2006-10-31 | 1990-04-09 | 2016-06-01 | Petroleum | Mid-grade gasoline | Mid-grade gasoline | Retail | Single Wall, Steel | Steel | Coated & cathodic protection (sti-P3) |  | Fiberglass reinforced plastic, Single Wall |  | 1901-01-01 |  | Catchment Basin, Single walled catchment basin | Automatic shutoff device At 95% full | Automatic shutoff device At 95% full |  |  | Statistical Inventory Reconciliation (SIR) | [8 empty] | UST Currently In Use: 0; UST Temp Close: 0; AST Currently In Use: 0; AST Temp Closed: 0 | 0 | 0 | 4 | 24384-043-015195 | FLOYELL HARRIS
41188 | Permanently Closed | 2006-10-31 | 1990-04-09 | 2016-06-01 | Petroleum | Premium gasoline | Premium gasoline | Retail | Single Wall, Steel | Steel | Coated & cathodic protection (sti-P3) |  | Fiberglass reinforced plastic, Single Wall |  | 1901-01-01 | None | Catchment Basin, Single walled catchment basin | Automatic shutoff device At 95% full | Automatic shutoff device At 95% full |  |  | Statistical Inventory Reconciliation (SIR) | [8 empty] | UST Currently In Use: 0; UST Temp Close: 0; AST Currently In Use: 0; AST Temp Closed: 0 | 0 | 0 | 4 | 24384-043-015195 | FLOYELL HARRIS
41189 | Permanently Closed | 2006-10-31 | 1990-04-09 | 2016-06-01 | Petroleum | On road diesel | On road diesel | Retail | Single Wall, Steel | Steel | Coated & cathodic protection (sti-P3) |  | Fiberglass reinforced plastic, Single Wall |  | 1901-01-01 | None | Catchment Basin, Single walled catchment basin | Automatic shutoff device At 95% full | Automatic shutoff device At 95% full |  |  | Statistical Inventory Reconciliation (SIR) | [8 empty] | UST Currently In Use: 0; UST Temp Close: 0; AST Currently In Use: 0; AST Temp Closed: 0 | 0 | 0 | 4 | 24384-043-015195 | FLOYELL HARRIS
41190 | Currently in Use |  | 1990-10-01 |  | Petroleum | Unleaded gasoline | Unleaded gasoline | Retail | Single Wall, Steel | Steel | Coated & cathodic protection (sti-P3) |  | Double Wall, Fiberglass reinforced plastic |  |  |  | Catchment Basin, Single walled catchment basin | Automatic shutoff device At 95% full, Flow Rest 90% Full | Flow Rest 90% Full |  |  | Automatic Tank Gauge | Single walled submersible pump containment sump | Automatic shutoff device (AELLD) | Automatic shutoff device (AELLD) | Interstitial Monitoring within Secondary Containment |  |  |  |  | UST Currently In Use: 4; UST Temp Close: 0; AST Currently In Use: 0; AST Temp Closed: 0 | 4 | 0 | 0 | 12300-043-015196 | HAYS AND SON OIL COMPANY, INC.
41191 | Currently in Use |  | 1990-10-01 |  | Petroleum | Premium gasoline | Premium gasoline | Retail | Single Wall, Steel | Steel | Coated & cathodic protection (sti-P3) |  | Double Wall, Fiberglass reinforced plastic |  |  |  | Catchment Basin, Single walled catchment basin | Automatic shutoff device At 95% full, Flow Rest 90% Full | Flow Rest 90% Full |  |  | Automatic Tank Gauge | Single walled submersible pump containment sump | Automatic shutoff device (AELLD) | Automatic shutoff device (AELLD) | Interstitial Monitoring within Secondary Containment |  |  |  |  | UST Currently In Use: 4; UST Temp Close: 0; AST Currently In Use: 0; AST Temp Closed: 0 | 4 | 0 | 0 | 12300-043-015196 | HAYS AND SON OIL COMPANY, INC.
41192 | Currently in Use |  | 1990-10-01 |  | Petroleum | Mid-grade gasoline | Mid-grade gasoline | Retail | Single Wall, Steel | Steel | Coated & cathodic protection (sti-P3) |  | Double Wall, Fiberglass reinforced plastic |  |  |  | Catchment Basin, Single walled catchment basin | Automatic shutoff device At 95% full, Flow Rest 90% Full | Flow Rest 90% Full |  |  | Automatic Tank Gauge | Single walled submersible pump containment sump | Automatic shutoff device (AELLD) | Automatic shutoff device (AELLD) | Interstitial Monitoring within Secondary Containment |  |  |  |  | UST Currently In Use: 4; UST Temp Close: 0; AST Currently In Use: 0; AST Temp Closed: 0 | 4 | 0 | 0 | 12300-043-015196 | HAYS AND SON OIL COMPANY, INC.
41193 | Currently in Use |  | 1990-10-01 |  | Petroleum | On road diesel | On road diesel | Retail | Single Wall, Steel | Steel | Coated & cathodic protection (sti-P3) |  | Double Wall, Fiberglass reinforced plastic |  |  |  | Catchment Basin, Single walled catchment basin | Flow Rest 90% Full | Flow Rest 90% Full |  |  | Automatic Tank Gauge | Single walled submersible pump containment sump | Automatic shutoff device (AELLD) | Automatic shutoff device (AELLD) | Interstitial Monitoring within Secondary Containment |  |  |  |  | UST Currently In Use: 4; UST Temp Close: 0; AST Currently In Use: 0; AST Temp Closed: 0 | 4 | 0 | 0 | 12300-043-015196 | HAYS AND SON OIL COMPANY, INC.
41194 | Currently in Use |  | 1990-11-03 |  | Petroleum | Unleaded gasoline | Unleaded gasoline | Retail | Steel | Steel | Coated & cathodic protection (sti-P3) |  | Fiberglass reinforced plastic |  |  | Galvanic Cathodic, FLEX CONNS | Catchment Basin, Single walled catchment basin | Automatic shutoff device At 95% full, Flow Rest 90% Full | Flow Rest 90% Full |  |  | Statistical Inventory Reconciliation (SIR) |  | Automatic flow restrictor (MLLD) | Automatic flow restrictor (MLLD) |  |  | Statistical inventory reconciliation (SIR) | Statistical inventory reconciliation (SIR) |  | UST Currently In Use: 2; UST Temp Close: 0; AST Currently In Use: 0; AST Temp Closed: 0 | 2 | 0 | 0 | 25099-001-015050 | S&T GROUP LLC
41196 | Currently in Use |  | 1990-11-03 |  | Petroleum | On road diesel | On road diesel | Retail | Steel | Steel | Coated & cathodic protection (sti-P3) |  | Fiberglass reinforced plastic |  |  | Galvanic Cathodic, FLEX CONNS | Catchment Basin, Single walled catchment basin | Automatic shutoff device At 95% full, Flow Rest 90% Full | Flow Rest 90% Full |  |  | Statistical Inventory Reconciliation (SIR) |  | Automatic flow restrictor (MLLD) | Automatic flow restrictor (MLLD) |  |  | Statistical inventory reconciliation (SIR) | Statistical inventory reconciliation (SIR) |  | UST Currently In Use: 2; UST Temp Close: 0; AST Currently In Use: 0; AST Temp Closed: 0 | 2 | 0 | 0 | 25099-001-015050 | S&T GROUP LLC
41197 | Currently in Use |  | 1989-05-04 |  | Petroleum | On road diesel | On road diesel | Emergency Power Generator, State/Federal Government | Fiberglass reinforced plastic | Fiberglass reinforced plastic |  |  | Fiberglass reinforced plastic |  | 1901-01-01 |  | Catchment Basin, Single walled catchment basin | Audible high level alarm At 90% full, Flow Rest 90% Full | Flow Rest 90% Full |  |  | Automatic Tank Gauge |  |  |  | Interstitial Monitoring within Secondary Containment |  |  |  |  | UST Currently In Use: 1; UST Temp Close: 0; AST Currently In Use: 0; AST Temp Closed: 0 | 1 | 0 | 0 | 15048-101-017695 | U S AIR FORCE
41198 | Permanently Closed | 2019-12-05 | 1990-07-06 |  | Petroleum | On road diesel | On road diesel | Local government | Fiberglass reinforced plastic | Fiberglass reinforced plastic |  |  | Fiberglass reinforced plastic |  | 1901-01-01 | None | Catchment Basin, Single walled catchment basin | Flow Rest 90% Full | Flow Rest 90% Full |  |  | Continuous Automatic Tank Gauge | [8 empty] | UST Currently In Use: 0; UST Temp Close: 0; AST Currently In Use: 2; AST Temp Closed: 0 | 0 | 0 | 2 | 16924-051-014904 | ELMORE COUNTY COMMISSION
41199 | Permanently Closed | 2019-12-05 | 1990-07-06 |  | Petroleum | Unleaded gasoline | Unleaded gasoline | Local government | Fiberglass reinforced plastic | Fiberglass reinforced plastic |  |  | Fiberglass reinforced plastic |  | 1901-01-01 | None | Catchment Basin, Single walled catchment basin | Flow Rest 90% Full | Flow Rest 90% Full |  |  | Continuous Automatic Tank Gauge | [8 empty] | UST Currently In Use: 0; UST Temp Close: 0; AST Currently In Use: 2; AST Temp Closed: 0 | 0 | 0 | 2 | 16924-051-014904 | ELMORE COUNTY COMMISSION
41200 | Currently in Use |  | 1990-10-29 |  | Petroleum | Unleaded gasoline | Unleaded gasoline | Retail | Steel | Steel | Coated & cathodic protection (sti-P3) |  | Fiberglass reinforced plastic |  |  |  | Catchment Basin, Single walled catchment basin | Automatic shutoff device At 95% full | Automatic shutoff device At 95% full |  |  | Automatic Tank Gauge | [8 empty] | UST Currently In Use: 2; UST Temp Close: 0; AST Currently In Use: 2; AST Temp Closed: 0 | 2 | 0 | 0 | 13529-057-018252 | MOORE PETROLEUM COMPANY, INC.
41201 | Currently in Use |  | 1990-10-29 |  | Petroleum | Unleaded gasoline | Unleaded gasoline | Retail | Steel | Steel | Coated & cathodic protection (sti-P3) |  | Fiberglass reinforced plastic |  |  |  | Catchment Basin, Single walled catchment basin | Automatic shutoff device At 95% full | Automatic shutoff device At 95% full |  |  | Automatic Tank Gauge | [8 empty] | UST Currently In Use: 2; UST Temp Close: 0; AST Currently In Use: 2; AST Temp Closed: 0 | 2 | 0 | 0 | 13529-057-018252 | MOORE PETROLEUM COMPANY, INC.
41202 | Currently in Use |  | 1990-03-14 |  | Petroleum | Unleaded gasoline | Unleaded gasoline |  | Steel | Steel | Coated & cathodic protection (sti-P3) |  | Fiberglass reinforced plastic |  |  |  | Catchment Basin, Single walled catchment basin | Automatic shutoff device At 95% full, Flow Rest 90% Full | Flow Rest 90% Full |  |  | Statistical Inventory Reconciliation (SIR) | [8 empty] | UST Currently In Use: 1; UST Temp Close: 0; AST Currently In Use: 0; AST Temp Closed: 0 | 1 | 0 | 2 | 13372-125-003381 | MCLEOD LEASING INC
41203 | Currently in Use |  | 1990-09-12 |  | Petroleum | Unleaded gasoline | Unleaded gasoline | Retail | Steel | Steel | Coated & cathodic protection (sti-P3) |  | Double Wall, Flexible |  | 2008-10-01 |  | Catchment Basin, Single walled catchment basin | Flow Rest 90% Full | Flow Rest 90% Full |  |  | Continuous Automatic Tank Gauge |  | Automatic flow restrictor (MLLD), Containment Sump | Containment Sump | Interstitial Monitoring within Secondary Containment | SENSOR TO ATG | Annual line testing, Continuous alarm system | Continuous alarm system |  | UST Currently In Use: 3; UST Temp Close: 0; AST Currently In Use: 0; AST Temp Closed: 0 | 3 | 0 | 4 | 25070-097-008734 | SANH VO
41204 | Currently in Use |  | 1990-09-12 |  | Petroleum | Premium gasoline | Premium gasoline | Retail | Steel | Steel | Coated & cathodic protection (sti-P3) |  | Double Wall, Flexible |  | 2008-10-01 |  | Catchment Basin, Single walled catchment basin | Flow Rest 90% Full | Flow Rest 90% Full |  |  | Continuous Automatic Tank Gauge |  | Automatic flow restrictor (MLLD), Containment Sump | Containment Sump | Interstitial Monitoring within Secondary Containment | SENSOR TO ATG | Annual line testing, Continuous alarm system | Continuous alarm system |  | UST Currently In Use: 3; UST Temp Close: 0; AST Currently In Use: 0; AST Temp Closed: 0 | 3 | 0 | 4 | 25070-097-008734 | SANH VO
41205 | Currently in Use |  | 1990-09-12 |  | Petroleum | On road diesel | On road diesel | Retail | Steel | Steel | Coated & cathodic protection (sti-P3) |  | Double Wall, Flexible |  |  |  | Catchment Basin, Single walled catchment basin | Flow Rest 90% Full | Flow Rest 90% Full |  |  | Continuous Automatic Tank Gauge |  | Automatic flow restrictor (MLLD), Containment Sump | Containment Sump | Interstitial Monitoring within Secondary Containment | SENSOR TO ATG | Annual line testing, Continuous alarm system | Continuous alarm system |  | UST Currently In Use: 3; UST Temp Close: 0; AST Currently In Use: 0; AST Temp Closed: 0 | 3 | 0 | 4 | 25070-097-008734 | SANH VO
41206 | Permanently Closed | 1998-12-21 | 1982-05-01 | 1999-03-16 | Petroleum | Unleaded gasoline | Unleaded gasoline |  | Steel | Steel | Other, SAND |  | Steel |  | 1901-01-01 | None | [14 empty] | UST Currently In Use: 0; UST Temp Close: 0; AST Currently In Use: 0; AST Temp Closed: 0 | 0 | 0 | 5 | 12692-071-006049 | HIGDON S/S ATTN PEGGY CHANDLER
41207 | Permanently Closed | 1992-08-01 | 2001-01-01 | 1996-12-09 | Petroleum | Virgin oil | Virgin oil | Farm/Residential tank Less Than 1100 gal (Not Regulated) | Double Wall, Fiberglass reinforced plastic | Fiberglass reinforced plastic |  |  | Double Wall, Steel, COPPER |  |  |  | Catchment Basin, Single walled catchment basin |  |  |  |  | Statistical Inventory Reconciliation (SIR) | [5 empty] | Annual line testing | Annual line testing |  | UST Currently In Use: 0; UST Temp Close: 0; AST Currently In Use: 0; AST Temp Closed: 0 | 0 | 0 | 3 | 22931-079-012512 | HARRY K SMITH
41208 | Temporary Closed | 2012-01-31 | 1990-10-15 |  | Petroleum | On road diesel | On road diesel | Bulk facility | Single Wall, Steel | Steel | Coated & cathodic protection (sti-P3), Field installed cathodic protection |  | Double Wall, Fiberglass reinforced plastic |  | 1901-01-01 | Other, FLX CONN | Catchment Basin, Single walled catchment basin | Flow Rest 90% Full | Flow Rest 90% Full |  |  | Continuous Automatic Tank Gauge |  | Automatic flow restrictor (MLLD) | Automatic flow restrictor (MLLD) | Interstitial Monitoring within Secondary Containment |  | Annual line testing | Annual line testing |  | UST Currently In Use: 0; UST Temp Close: 4; AST Currently In Use: 0; AST Temp Closed: 0 | 0 | 4 | 0 | 22836-071-013872 | M & R UNITED, INC.
41209 | Temporary Closed | 2012-01-31 | 1990-10-15 |  | Petroleum | Kerosene | Kerosene | Bulk facility | Single Wall, Steel | Steel | Coated & cathodic protection (sti-P3), Field installed cathodic protection |  | Double Wall, Fiberglass reinforced plastic |  | 1901-01-01 | Other, FLX CONN | Catchment Basin, Single walled catchment basin | Flow Rest 90% Full | Flow Rest 90% Full |  |  | Continuous Automatic Tank Gauge |  | Automatic flow restrictor (MLLD) | Automatic flow restrictor (MLLD) | Interstitial Monitoring within Secondary Containment |  | Annual line testing | Annual line testing |  | UST Currently In Use: 0; UST Temp Close: 4; AST Currently In Use: 0; AST Temp Closed: 0 | 0 | 4 | 0 | 22836-071-013872 | M & R UNITED, INC.
41210 | Currently in Use |  | 1990-06-01 |  | Petroleum | Unleaded gasoline | Unleaded gasoline | Retail | Fiberglass coated steel | Fiberglass coated steel |  |  | Double Wall, Fiberglass reinforced plastic |  | 2007-11-29 |  | Catchment Basin, Single walled catchment basin | Flow Rest 90% Full | Flow Rest 90% Full |  |  | Continuous Automatic Tank Gauge | Single walled submersible pump containment sump | Automatic flow restrictor (MLLD), Containment Sump | Containment Sump | Interstitial Monitoring within Secondary Containment | MANUAL/VISUAL CHECK | Annual line testing | Annual line testing |  | UST Currently In Use: 3; UST Temp Close: 0; AST Currently In Use: 1; AST Temp Closed: 0 | 3 | 0 | 3 | 15201-083-001721 | VULCAN OIL COMPANY INC.
41211 | Currently in Use |  | 1990-06-01 |  | Petroleum | On road diesel | On road diesel | Retail | Fiberglass coated steel | Fiberglass coated steel |  |  | Double Wall, Fiberglass reinforced plastic |  | 2007-11-29 |  | Catchment Basin, Single walled catchment basin | Flow Rest 90% Full | Flow Rest 90% Full |  |  | Continuous Automatic Tank Gauge | Single walled submersible pump containment sump | Automatic flow restrictor (MLLD), Containment Sump | Containment Sump | Interstitial Monitoring within Secondary Containment | MANUAL/VISUAL CHECK | Annual line testing | Annual line testing |  | UST Currently In Use: 3; UST Temp Close: 0; AST Currently In Use: 1; AST Temp Closed: 0 | 3 | 0 | 3 | 15201-083-001721 | VULCAN OIL COMPANY INC.
41212 | Currently in Use |  | 1990-06-01 |  | Petroleum | Premium gasoline | Premium gasoline | Retail | Fiberglass coated steel | Fiberglass coated steel |  |  | Double Wall, Fiberglass reinforced plastic |  | 2007-11-29 |  | Catchment Basin, Single walled catchment basin | Flow Rest 90% Full | Flow Rest 90% Full |  |  | Continuous Automatic Tank Gauge | Single walled submersible pump containment sump | Automatic flow restrictor (MLLD), Containment Sump | Containment Sump | Interstitial Monitoring within Secondary Containment | MANUAL/VISUAL CHECK | Annual line testing | Annual line testing |  | UST Currently In Use: 3; UST Temp Close: 0; AST Currently In Use: 1; AST Temp Closed: 0 | 3 | 0 | 3 | 15201-083-001721 | VULCAN OIL COMPANY INC.
41213 | Permanently Closed | 1990-08-01 | 1972-12-01 | 1991-03-05 | Petroleum | Unleaded gasoline | Unleaded gasoline |  | Steel | Steel |  | Painted or None | Steel |  | 1901-01-01 | None | [11 empty] | Annual line testing | Annual line testing |  | UST Currently In Use: 2; UST Temp Close: 0; AST Currently In Use: 0; AST Temp Closed: 0 | 2 | 0 | 2 | 23605-127-015072 | L J ENTERPRISES
41214 | Permanently Closed | 1990-08-01 | 1972-12-01 | 1991-03-05 | Petroleum | Unleaded gasoline | Unleaded gasoline |  | Steel | Steel |  | Painted or None | Steel |  | 1901-01-01 | None | [11 empty] | Annual line testing | Annual line testing |  | UST Currently In Use: 2; UST Temp Close: 0; AST Currently In Use: 0; AST Temp Closed: 0 | 2 | 0 | 2 | 23605-127-015072 | L J ENTERPRISES
41215 | Permanently Closed | 2002-11-20 | 1990-11-15 | 2002-11-20 | Petroleum | Unleaded gasoline | Unleaded gasoline | Local government | Fiberglass reinforced plastic | Fiberglass reinforced plastic |  |  | Fiberglass reinforced plastic |  | 1901-01-01 | None | Catchment Basin, Single walled catchment basin | Automatic shutoff device At 95% full | Automatic shutoff device At 95% full |  |  | Automatic Tank Gauge | [8 empty] | UST Currently In Use: 0; UST Temp Close: 0; AST Currently In Use: 0; AST Temp Closed: 0 | 0 | 0 | 3 | 10989-083-008076 | CITY OF ATHENS UTILITIES
41216 | Temporary Closed | 2023-05-18 | 1990-09-30 |  | Petroleum | Unleaded gasoline | Unleaded gasoline | Retail | Single Wall, Steel | Steel | Coated & cathodic protection (sti-P3) |  | Fiberglass reinforced plastic, Single Wall |  |  |  | Catchment Basin, Single walled catchment basin | Automatic shutoff device At 95% full | Automatic shutoff device At 95% full |  |  | Continuous Automatic Tank Gauge | [8 empty] | UST Currently In Use: 0; UST Temp Close: 2; AST Currently In Use: 0; AST Temp Closed: 0 | 0 | 2 | 2 | 13669-077-010756 | NORTH ALABAMA CONVIENCE STORES
41217 | Temporary Closed | 2011-08-01 | 1988-11-15 |  | Petroleum | Unleaded gasoline | Unleaded gasoline | Retail | Single Wall, Steel | Steel | Coated & cathodic protection (sti-P3) |  | Single Wall, Steel |  |  | Galvanic Cathodic | Catchment Basin, Single walled catchment basin | Flow Rest 90% Full | Flow Rest 90% Full |  |  | Statistical Inventory Reconciliation (SIR) | [8 empty] | UST Currently In Use: 0; UST Temp Close: 3; AST Currently In Use: 3; AST Temp Closed: 0 | 0 | 3 | 0 | 24478-095-015361 | REVA, INC.
41218 | Temporary Closed | 2014-05-06 | 1988-11-15 |  | Petroleum | Premium gasoline | Premium gasoline | Retail | Single Wall, Steel | Steel | Coated & cathodic protection (sti-P3) |  | Single Wall, Steel |  |  | Galvanic Cathodic | Catchment Basin, Single walled catchment basin | Flow Rest 90% Full | Flow Rest 90% Full |  |  | Statistical Inventory Reconciliation (SIR) | [8 empty] | UST Currently In Use: 0; UST Temp Close: 3; AST Currently In Use: 3; AST Temp Closed: 0 | 0 | 3 | 0 | 24478-095-015361 | REVA, INC.
41219 | Temporary Closed | 2014-05-06 | 1988-11-15 |  | Petroleum | Unleaded gasoline | Unleaded gasoline | Retail | Single Wall, Steel | Steel | Coated & cathodic protection (sti-P3) |  | Single Wall, Steel |  |  | Galvanic Cathodic | Catchment Basin, Single walled catchment basin | Automatic shutoff device At 95% full, Flow Rest 90% Full | Flow Rest 90% Full |  |  | Statistical Inventory Reconciliation (SIR) |  | Automatic flow restrictor (MLLD) | Automatic flow restrictor (MLLD) |  |  | Statistical inventory reconciliation (SIR) | Statistical inventory reconciliation (SIR) |  | UST Currently In Use: 0; UST Temp Close: 3; AST Currently In Use: 3; AST Temp Closed: 0 | 0 | 3 | 0 | 24478-095-015361 | REVA, INC.
41220 | Temporary Closed | 2009-05-01 | 1986-07-21 |  | Petroleum | Unleaded gasoline | Unleaded gasoline | Retail | Single Wall, Steel | Steel | Coated & cathodic protection (sti-P3) |  | Fiberglass reinforced plastic, Single Wall |  |  |  | Catchment Basin, Single walled catchment basin | Automatic shutoff device At 95% full | Automatic shutoff device At 95% full |  |  | Statistical Inventory Reconciliation (SIR) |  | Automatic flow restrictor (MLLD) | Automatic flow restrictor (MLLD) |  |  | Annual line testing, Statistical inventory reconciliation (SIR) | Statistical inventory reconciliation (SIR) |  | UST Currently In Use: 0; UST Temp Close: 3; AST Currently In Use: 0; AST Temp Closed: 0 | 0 | 3 | 0 | 13209-071-015362 | M. F. GARDNER OIL COMPANY, INC.
41221 | Temporary Closed | 2009-05-01 | 1986-07-21 |  | Petroleum | Mid-grade gasoline | Mid-grade gasoline | Retail | Single Wall, Steel | Steel | Coated & cathodic protection (sti-P3) |  | Fiberglass reinforced plastic, Single Wall |  |  |  | Catchment Basin, Single walled catchment basin | Automatic shutoff device At 95% full | Automatic shutoff device At 95% full |  |  | Statistical Inventory Reconciliation (SIR) |  | Automatic flow restrictor (MLLD) | Automatic flow restrictor (MLLD) |  |  | Annual line testing, Statistical inventory reconciliation (SIR) | Statistical inventory reconciliation (SIR) |  | UST Currently In Use: 0; UST Temp Close: 3; AST Currently In Use: 0; AST Temp Closed: 0 | 0 | 3 | 0 | 13209-071-015362 | M. F. GARDNER OIL COMPANY, INC.
41222 | Temporary Closed | 2009-05-01 | 1986-07-21 |  | Petroleum | Premium gasoline | Premium gasoline | Retail | Single Wall, Steel | Steel | Coated & cathodic protection (sti-P3) |  | Fiberglass reinforced plastic, Single Wall |  |  |  | Catchment Basin, Single walled catchment basin | Automatic shutoff device At 95% full | Automatic shutoff device At 95% full |  |  | Statistical Inventory Reconciliation (SIR) |  | Automatic flow restrictor (MLLD) | Automatic flow restrictor (MLLD) |  |  | Annual line testing, Statistical inventory reconciliation (SIR) | Statistical inventory reconciliation (SIR) |  | UST Currently In Use: 0; UST Temp Close: 3; AST Currently In Use: 0; AST Temp Closed: 0 | 0 | 3 | 0 | 13209-071-015362 | M. F. GARDNER OIL COMPANY, INC.
41223 | Permanently Closed | 1992-01-01 | 1985-01-01 | 1992-01-01 | Petroleum | Unleaded gasoline | Unleaded gasoline |  | Steel | Steel |  |  | Steel |  | 1901-01-01 |  |  | Automatic shutoff device At 95% full | Automatic shutoff device At 95% full | [11 empty] | UST Currently In Use: 0; UST Temp Close: 0; AST Currently In Use: 0; AST Temp Closed: 0 | 0 | 0 | 3 | 17243-071-015364 | TROY CARTER
41224 | Permanently Closed | 1992-01-01 | 1985-01-01 | 1992-01-01 | Petroleum | Unleaded gasoline | Unleaded gasoline |  | Steel | Steel |  |  | Steel |  | 1901-01-01 |  |  | Automatic shutoff device At 95% full | Automatic shutoff device At 95% full | [11 empty] | UST Currently In Use: 0; UST Temp Close: 0; AST Currently In Use: 0; AST Temp Closed: 0 | 0 | 0 | 3 | 17243-071-015364 | TROY CARTER
41225 | Permanently Closed | 1992-01-01 | 1985-01-01 | 1992-01-01 | Petroleum | Unleaded gasoline | Unleaded gasoline |  | Steel | Steel |  |  | Steel |  | 1901-01-01 |  |  | Automatic shutoff device At 95% full | Automatic shutoff device At 95% full | [11 empty] | UST Currently In Use: 0; UST Temp Close: 0; AST Currently In Use: 0; AST Temp Closed: 0 | 0 | 0 | 3 | 17243-071-015364 | TROY CARTER
41230 | Permanently Closed | 1989-10-01 | 1978-01-01 | 1990-10-18 | Petroleum | On road diesel | On road diesel |  | Steel | Steel |  | Painted or None | Steel |  | 1901-01-01 | None | [14 empty] | UST Currently In Use: 0; UST Temp Close: 0; AST Currently In Use: 0; AST Temp Closed: 0 | 0 | 0 | 1 | 17011-127-015063 | MEADOW GOLD DAIRY
41231 | Permanently Closed | 1991-06-01 | 1970-01-01 | 1992-01-27 | Petroleum | On road diesel | On road diesel | Emergency Power Generator, State/Federal Government | Steel | Steel |  | Painted or None | Steel |  | 1901-01-01 | None | [14 empty] | UST Currently In Use: 0; UST Temp Close: 0; AST Currently In Use: 21; AST Temp Closed: 0 | 0 | 0 | 33 | 15048-101-002892 | U S AIR FORCE
41232 | Permanently Closed | 1990-10-01 | 1969-01-01 | 1992-01-22 | Petroleum | On road diesel | On road diesel | Emergency Power Generator, State/Federal Government | Steel | Steel |  | Painted or None | Steel |  | 1901-01-01 | None | [14 empty] | UST Currently In Use: 0; UST Temp Close: 0; AST Currently In Use: 21; AST Temp Closed: 0 | 0 | 0 | 33 | 15048-101-002892 | U S AIR FORCE
41233 | Permanently Closed | 1990-10-01 | 1981-01-01 | 1992-01-22 | Petroleum | On road diesel | On road diesel | Emergency Power Generator, State/Federal Government | Steel | Steel |  | Painted or None | Steel |  | 1901-01-01 | None | [14 empty] | UST Currently In Use: 0; UST Temp Close: 0; AST Currently In Use: 21; AST Temp Closed: 0 | 0 | 0 | 33 | 15048-101-002892 | U S AIR FORCE
41234 | Permanently Closed | 1991-06-01 | 1974-01-01 | 1992-02-04 | Petroleum | On road diesel | On road diesel | Emergency Power Generator, State/Federal Government | Steel | Steel |  | Painted or None | Steel |  | 1901-01-01 | None | [14 empty] | UST Currently In Use: 0; UST Temp Close: 0; AST Currently In Use: 21; AST Temp Closed: 0 | 0 | 0 | 33 | 15048-101-002892 | U S AIR FORCE
41235 | Permanently Closed | 1990-05-01 | 1975-01-01 |  | Petroleum | Other, X | Other | Emergency Power Generator, State/Federal Government | Steel | Steel |  | Painted or None | Steel |  | 1901-01-01 | None | [14 empty] | UST Currently In Use: 0; UST Temp Close: 0; AST Currently In Use: 21; AST Temp Closed: 0 | 0 | 0 | 33 | 15048-101-002892 | U S AIR FORCE
41236 | Permanently Closed | 1991-04-23 | 1976-01-01 | 1991-04-23 | Petroleum | On road diesel | On road diesel | Emergency Power Generator, State/Federal Government | Steel | Steel |  | Painted or None | Steel |  | 1901-01-01 | None | [14 empty] | UST Currently In Use: 0; UST Temp Close: 0; AST Currently In Use: 21; AST Temp Closed: 0 | 0 | 0 | 33 | 15048-101-002892 | U S AIR FORCE
41239 | Permanently Closed | 1993-10-01 | 1980-04-23 23:00 | 1993-12-16 | Petroleum | On road diesel | On road diesel |  | Steel | Steel |  | Painted or None | Steel |  | 1901-01-01 | None | [14 empty] | UST Currently In Use: 0; UST Temp Close: 0; AST Currently In Use: 0; AST Temp Closed: 0 | 0 | 0 | 1 | 17253-069-015236 | W J POWELL CO INC
41240 | Permanently Closed | 1995-07-01 | 1987-02-05 |  | Petroleum | Unleaded gasoline | Unleaded gasoline |  | Steel | Steel | Coated & cathodic protection (sti-P3) |  | Steel |  | 1901-01-01 | [12 empty] | Annual line testing | Annual line testing |  | UST Currently In Use: 0; UST Temp Close: 0; AST Currently In Use: 2; AST Temp Closed: 0 | 0 | 0 | 2 | 16922-125-014902 | TUSCALOOSA STEEL CORPORATION
41241 | Permanently Closed | 1994-11-01 | 1987-02-05 |  | Petroleum | On road diesel | On road diesel |  | Steel | Steel | Coated & cathodic protection (sti-P3) |  | Steel |  | 1901-01-01 | [12 empty] | Annual line testing | Annual line testing |  | UST Currently In Use: 0; UST Temp Close: 0; AST Currently In Use: 2; AST Temp Closed: 0 | 0 | 0 | 2 | 16922-125-014902 | TUSCALOOSA STEEL CORPORATION
41242 | Permanently Closed | 2003-12-31 | 1990-12-07 | 2017-04-20 | Petroleum | Unleaded gasoline | Unleaded gasoline | Retail | Fiberglass reinforced plastic | Fiberglass reinforced plastic |  |  | Fiberglass reinforced plastic |  | 1901-01-01 |  | Catchment Basin, Single walled catchment basin | Automatic shutoff device At 95% full | Automatic shutoff device At 95% full |  |  | Continuous Automatic Tank Gauge | [8 empty] | UST Currently In Use: 0; UST Temp Close: 0; AST Currently In Use: 0; AST Temp Closed: 0 | 0 | 0 | 7 | 25133-095-007826 | MARGARET ANDERSON
41243 | Permanently Closed | 2003-12-31 | 1990-12-07 | 2017-04-20 | Petroleum | Mid-grade gasoline | Mid-grade gasoline | Retail | Fiberglass reinforced plastic | Fiberglass reinforced plastic |  |  | Fiberglass reinforced plastic |  | 1901-01-01 |  | Catchment Basin, Single walled catchment basin | Automatic shutoff device At 95% full | Automatic shutoff device At 95% full |  |  | Continuous Automatic Tank Gauge | [8 empty] | UST Currently In Use: 0; UST Temp Close: 0; AST Currently In Use: 0; AST Temp Closed: 0 | 0 | 0 | 7 | 25133-095-007826 | MARGARET ANDERSON
41244 | Permanently Closed | 2003-12-31 | 1990-12-07 | 2017-04-20 | Petroleum | Premium gasoline | Premium gasoline | Retail | Fiberglass reinforced plastic | Fiberglass reinforced plastic |  |  | Fiberglass reinforced plastic |  | 1901-01-01 |  | Catchment Basin, Single walled catchment basin | Automatic shutoff device At 95% full | Automatic shutoff device At 95% full |  |  | Continuous Automatic Tank Gauge | [8 empty] | UST Currently In Use: 0; UST Temp Close: 0; AST Currently In Use: 0; AST Temp Closed: 0 | 0 | 0 | 7 | 25133-095-007826 | MARGARET ANDERSON
41245 | Permanently Closed | 2003-12-31 | 1990-12-07 | 2017-04-20 | Petroleum | On road diesel | On road diesel | Retail | Fiberglass reinforced plastic | Fiberglass reinforced plastic |  |  | Fiberglass reinforced plastic |  | 1901-01-01 |  | Catchment Basin, Single walled catchment basin | Automatic shutoff device At 95% full | Automatic shutoff device At 95% full |  |  | Continuous Automatic Tank Gauge | [8 empty] | UST Currently In Use: 0; UST Temp Close: 0; AST Currently In Use: 0; AST Temp Closed: 0 | 0 | 0 | 7 | 25133-095-007826 | MARGARET ANDERSON
41247 | Permanently Closed | 1995-10-01 | 1988-01-15 | 1995-11-13 | Petroleum | Unleaded gasoline | Unleaded gasoline | Retail | Steel | Steel |  | Painted or None | Steel |  | 1901-01-01 | [15 empty] | UST Currently In Use: 0; UST Temp Close: 2; AST Currently In Use: 1; AST Temp Closed: 0 | 0 | 2 | 2 | 13284-093-015073 | H.L. MARTIN DISTRIBUTING CO.
41248 | Permanently Closed | 1995-10-01 | 1990-01-15 | 1995-11-13 | Petroleum | Unleaded gasoline | Unleaded gasoline | Retail | Steel | Steel |  | Painted or None | Steel |  | 1901-01-01 | [15 empty] | UST Currently In Use: 0; UST Temp Close: 2; AST Currently In Use: 1; AST Temp Closed: 0 | 0 | 2 | 2 | 13284-093-015073 | H.L. MARTIN DISTRIBUTING CO.
41249 | Currently in Use |  | 1965-01-01 | 1901-01-01 | Petroleum |  |  | Retail | Single Wall | Single Wall | [20 empty] | UST Currently In Use: 5; UST Temp Close: 0; AST Currently In Use: 0; AST Temp Closed: 0 | 5 | 0 | 0 | 22143-089-003951 | HANK BEHBAHANI
41250 | Permanently Closed | 1994-01-01 | 1986-01-01 | 2002-04-23 | Petroleum | Unleaded gasoline | Unleaded gasoline |  | Steel | Steel | Coated & cathodic protection (sti-P3) |  | Fiberglass reinforced plastic |  | 1901-01-01 | None | [14 empty] | UST Currently In Use: 0; UST Temp Close: 0; AST Currently In Use: 0; AST Temp Closed: 0 | 0 | 0 | 5 | 12740-095-009934 | JET PEP INC.
41251 | Currently in Use |  | 1980-01-01 |  | Petroleum | On road diesel | On road diesel | Emergency power generator | Fiberglass reinforced plastic | Fiberglass reinforced plastic |  |  | Fiberglass reinforced plastic |  | 1901-01-01 |  | Catchment Basin, Single walled catchment basin | Audible high level alarm At 90% full | Audible high level alarm At 90% full | Interstitial Monitoring within Secondary Containment | SENSOR TO ATG | Continuous Automatic Tank Gauge | [8 empty] | UST Currently In Use: 3; UST Temp Close: 0; AST Currently In Use: 0; AST Temp Closed: 0 | 3 | 0 | 0 | 17246-089-015365 | HUNTSVILLE HOSPITAL PLANT OPERATIONS
41252 | Permanently Closed | 1991-12-02 | 1980-01-01 | 1991-12-02 | Petroleum | On road diesel | On road diesel |  | Steel | Steel |  | Painted or None | Steel |  | 1901-01-01 | [15 empty] | UST Currently In Use: 0; UST Temp Close: 0; AST Currently In Use: 0; AST Temp Closed: 0 | 0 | 0 | 2 | 17246-089-015366 | HUNTSVILLE HOSPITAL PLANT OPERATIONS
41253 | Permanently Closed | 2003-11-20 | 1986-09-01 | 2003-11-20 | Petroleum | On road diesel | On road diesel | Emergency Power Generator, Industrial | Fiberglass coated steel | Fiberglass coated steel |  |  | Flexible |  | 1901-01-01 |  | Catchment Basin, Single walled catchment basin | Automatic shutoff device At 95% full | Automatic shutoff device At 95% full |  |  | Automatic Tank Gauge, Other | [8 empty] | UST Currently In Use: 0; UST Temp Close: 0; AST Currently In Use: 0; AST Temp Closed: 0 | 0 | 0 | 1 | 17246-089-015367 | HUNTSVILLE HOSPITAL PLANT OPERATIONS
41254 | Permanently Closed | 1993-12-17 | 1984-07-01 | 1993-12-17 | Petroleum | Unleaded gasoline | Unleaded gasoline | [7 empty] | 1901-01-01 | [15 empty] | UST Currently In Use: 0; UST Temp Close: 0; AST Currently In Use: 0; AST Temp Closed: 0 | 0 | 0 | 2 | 17247-089-015368 | SEARS ROEBUCK AND CO #2166
41255 | Permanently Closed | 1993-12-16 | 1984-07-01 | 1993-12-16 | Petroleum | Used oil | Used oil | [7 empty] | 1901-01-01 | [15 empty] | UST Currently In Use: 0; UST Temp Close: 0; AST Currently In Use: 0; AST Temp Closed: 0 | 0 | 0 | 2 | 17247-089-015368 | SEARS ROEBUCK AND CO #2166
41257 | Permanently Closed | 1993-07-20 | 1975-05-10 | 1993-07-20 | Petroleum | Used oil | Used oil |  | Steel | Steel |  | Painted or None | Steel |  | 1901-01-01 | [15 empty] | UST Currently In Use: 2; UST Temp Close: 0; AST Currently In Use: 0; AST Temp Closed: 0 | 2 | 0 | 5 | 25265-055-005697 | LGWS/CROSS AMERICA PARTNERS
41258 | Cannot Locate or abandoned | 1998-12-28 | 1987-01-01 |  | Petroleum | Unleaded gasoline | Unleaded gasoline |  | Steel | Steel | Coated & cathodic protection (sti-P3) |  | Steel |  | 1901-01-01 | [15 empty] | UST Currently In Use: 0; UST Temp Close: 0; AST Currently In Use: 1; AST Temp Closed: 0 | 0 | 0 | 0 | 14083-117-012498 | EUGENE CALDWELL
41259 | Cannot Locate or abandoned | 1998-12-28 | 1987-01-01 |  | Petroleum | On road diesel | On road diesel |  | Steel | Steel | Coated & cathodic protection (sti-P3) |  | Steel |  | 1901-01-01 | [15 empty] | UST Currently In Use: 0; UST Temp Close: 0; AST Currently In Use: 1; AST Temp Closed: 0 | 0 | 0 | 0 | 14083-117-012498 | EUGENE CALDWELL
41266 | Permanently Closed | 1994-08-01 | 1980-01-01 | 1994-08-13 | Petroleum | Unleaded gasoline | Unleaded gasoline |  | Steel | Steel | Coated & cathodic protection (sti-P3) |  | Steel |  | 1901-01-01 | None | [14 empty] | UST Currently In Use: 0; UST Temp Close: 0; AST Currently In Use: 0; AST Temp Closed: 0 | 0 | 0 | 3 | 17014-125-015066 | STAMPS & SONS GROCERY
41267 | Permanently Closed | 1994-08-01 | 1980-01-01 | 1994-08-13 | Petroleum | Unleaded gasoline | Unleaded gasoline |  | Steel | Steel | Coated & cathodic protection (sti-P3) |  | Steel |  | 1901-01-01 | None | [14 empty] | UST Currently In Use: 0; UST Temp Close: 0; AST Currently In Use: 0; AST Temp Closed: 0 | 0 | 0 | 3 | 17014-125-015066 | STAMPS & SONS GROCERY
41268 | Permanently Closed | 1994-08-01 | 1980-01-01 | 1994-08-13 | Petroleum | On road diesel | On road diesel |  | Steel | Steel | Coated & cathodic protection (sti-P3) |  | Steel |  | 1901-01-01 | None | [14 empty] | UST Currently In Use: 0; UST Temp Close: 0; AST Currently In Use: 0; AST Temp Closed: 0 | 0 | 0 | 3 | 17014-125-015066 | STAMPS & SONS GROCERY
41269 | Permanently Closed | 1993-03-27 | 1971-07-01 | 1994-07-29 | Petroleum | Used oil | Used oil |  | Steel | Steel |  | Painted or None | Steel |  | 1901-01-01 | None | [14 empty] | UST Currently In Use: 0; UST Temp Close: 0; AST Currently In Use: 0; AST Temp Closed: 0 | 0 | 0 | 1 | 19585-047-015077 | ARONOV REALTY COMPANY INC
41270 | Currently in Use |  | 1989-03-15 |  | Petroleum | On road diesel | On road diesel | Bulk facility, Local Government | Double Wall, Fiberglass reinforced plastic | Fiberglass reinforced plastic |  |  | Fiberglass reinforced plastic |  | 1901-01-01 | None | Catchment Basin, Single walled catchment basin | Automatic shutoff device At 95% full | Automatic shutoff device At 95% full |  |  | Automatic Tank Gauge |  | Automatic flow restrictor (MLLD), Containment Sump | Containment Sump |  | SENSOR TO ATG | Annual line testing, Continuous alarm system | Continuous alarm system |  | UST Currently In Use: 2; UST Temp Close: 0; AST Currently In Use: 0; AST Temp Closed: 0 | 2 | 0 | 5 | 13516-101-000696 | MONTGOMERY COUNTY COMMISSION
41271 | Currently in Use |  | 1989-03-15 |  | Petroleum | Unleaded gasoline | Unleaded gasoline | Bulk facility, Local Government | Double Wall, Fiberglass reinforced plastic | Fiberglass reinforced plastic |  |  | Fiberglass reinforced plastic |  | 1901-01-01 | None | Catchment Basin, Single walled catchment basin | Automatic shutoff device At 95% full | Automatic shutoff device At 95% full |  |  | Automatic Tank Gauge |  | Automatic flow restrictor (MLLD), Containment Sump | Containment Sump |  | SENSOR TO ATG | Annual line testing, Continuous alarm system | Continuous alarm system |  | UST Currently In Use: 2; UST Temp Close: 0; AST Currently In Use: 0; AST Temp Closed: 0 | 2 | 0 | 5 | 13516-101-000696 | MONTGOMERY COUNTY COMMISSION
41272 | Temporary Closed | 2012-12-05 | 1990-08-19 |  | Petroleum | Unleaded gasoline | Unleaded gasoline |  | Fiberglass reinforced plastic | Fiberglass reinforced plastic |  |  | Fiberglass reinforced plastic |  | 1901-01-01 | None | Catchment Basin, Single walled catchment basin | Automatic shutoff device At 95% full | Automatic shutoff device At 95% full |  |  | Automatic Tank Gauge |  | Automatic flow restrictor (MLLD) | Automatic flow restrictor (MLLD) |  |  | Annual line testing | Annual line testing |  | UST Currently In Use: 0; UST Temp Close: 4; AST Currently In Use: 0; AST Temp Closed: 0 | 0 | 4 | 3 | 13243-073-003560 | MAKA INVESTMENT COMPANY INC
41273 | Temporary Closed | 2012-12-05 | 1990-08-19 |  | Petroleum | Premium gasoline | Premium gasoline |  | Fiberglass reinforced plastic | Fiberglass reinforced plastic |  |  | Fiberglass reinforced plastic |  | 1901-01-01 | None | Catchment Basin, Single walled catchment basin | Automatic shutoff device At 95% full | Automatic shutoff device At 95% full |  |  | Automatic Tank Gauge |  | Automatic flow restrictor (MLLD) | Automatic flow restrictor (MLLD) |  |  | Annual line testing | Annual line testing |  | UST Currently In Use: 0; UST Temp Close: 4; AST Currently In Use: 0; AST Temp Closed: 0 | 0 | 4 | 3 | 13243-073-003560 | MAKA INVESTMENT COMPANY INC
41274 | Temporary Closed | 2012-12-05 | 1990-08-19 |  | Petroleum | Unleaded gasoline | Unleaded gasoline |  | Fiberglass reinforced plastic | Fiberglass reinforced plastic |  |  | Fiberglass reinforced plastic |  | 1901-01-01 | None | Catchment Basin, Single walled catchment basin | Automatic shutoff device At 95% full | Automatic shutoff device At 95% full |  |  | Automatic Tank Gauge |  | Automatic flow restrictor (MLLD) | Automatic flow restrictor (MLLD) |  |  | Annual line testing | Annual line testing |  | UST Currently In Use: 0; UST Temp Close: 4; AST Currently In Use: 0; AST Temp Closed: 0 | 0 | 4 | 3 | 13243-073-003560 | MAKA INVESTMENT COMPANY INC
41276 | Temporary Closed | 2012-12-05 | 1990-08-19 |  | Petroleum | On road diesel | On road diesel |  | Fiberglass reinforced plastic | Fiberglass reinforced plastic |  |  | Fiberglass reinforced plastic |  | 1901-01-01 | None | Catchment Basin, Single walled catchment basin | Automatic shutoff device At 95% full | Automatic shutoff device At 95% full |  |  | Automatic Tank Gauge | [8 empty] | UST Currently In Use: 0; UST Temp Close: 4; AST Currently In Use: 0; AST Temp Closed: 0 | 0 | 4 | 3 | 13243-073-003560 | MAKA INVESTMENT COMPANY INC
41277 | Permanently Closed | 1994-08-22 | 1965-01-01 | 1994-08-25 | Petroleum | Unleaded gasoline | Unleaded gasoline | State/federal government | Steel | Steel |  | Painted or None | Steel |  | 1901-01-01 | None | [11 empty] | Annual line testing | Annual line testing |  | UST Currently In Use: 0; UST Temp Close: 0; AST Currently In Use: 0; AST Temp Closed: 0 | 0 | 0 | 1 | 15048-123-015078 | U S AIR FORCE
41279 | Permanently Closed | 1991-10-28 | 1976-01-01 | 1991-10-28 | Petroleum | Used oil | Used oil | Local government | Steel | Steel |  |  | Steel |  | 1901-01-01 | [15 empty] | UST Currently In Use: 0; UST Temp Close: 1; AST Currently In Use: 0; AST Temp Closed: 0 | 0 | 1 | 1 | 10994-073-004174 | CITY OF BIRMINGHAM
41280 | Permanently Closed | 1991-12-11 | 1986-01-01 | 1991-12-11 | Petroleum | Unleaded gasoline | Unleaded gasoline |  | Fiberglass reinforced plastic | Fiberglass reinforced plastic |  |  | Steel |  | 1901-01-01 | None | [14 empty] | UST Currently In Use: 0; UST Temp Close: 0; AST Currently In Use: 0; AST Temp Closed: 0 | 0 | 0 | 2 | 12501-099-000058 | HOLCIM INC
41282 | Permanently Closed | 1993-12-10 | 1986-01-01 | 1993-12-10 | Petroleum | Other, RDA-S2 | Other |  | Fiberglass reinforced plastic | Fiberglass reinforced plastic |  |  | Steel |  | 1901-01-01 | None | [14 empty] | UST Currently In Use: 0; UST Temp Close: 0; AST Currently In Use: 4; AST Temp Closed: 0 | 0 | 0 | 5 | 12501-097-000057 | HOLCIM INC
41283 | Currently in Use |  | 1990-10-26 |  | Petroleum | On road diesel | On road diesel | Industrial | Double Wall, Fiberglass reinforced plastic | Fiberglass reinforced plastic |  |  | Double Wall, Fiberglass reinforced plastic, 2 PIECES |  | 1901-01-01 | None | Catchment Basin, Single walled catchment basin | Automatic shutoff device At 95% full | Automatic shutoff device At 95% full | Interstitial Monitoring within Secondary Containment |  | Continuous Automatic Tank Gauge |  | Automatic flow restrictor (MLLD), Containment Sump | Containment Sump |  |  | Annual line testing | Annual line testing |  | UST Currently In Use: 2; UST Temp Close: 0; AST Currently In Use: 0; AST Temp Closed: 0 | 2 | 0 | 3 | 15094-073-002651 | UNITED PARCEL SERVICE
41284 | Currently in Use |  | 1990-10-26 |  | Petroleum | Unleaded gasoline | Unleaded gasoline | Industrial | Double Wall, Fiberglass reinforced plastic | Fiberglass reinforced plastic |  |  | Double Wall, Fiberglass reinforced plastic, 2 PIECES |  | 1901-01-01 | None | Catchment Basin, Single walled catchment basin | Automatic shutoff device At 95% full | Automatic shutoff device At 95% full | Interstitial Monitoring within Secondary Containment |  | Continuous Automatic Tank Gauge |  | Automatic flow restrictor (MLLD), Containment Sump | Containment Sump |  | SENSOR TO ATG | Annual line testing | Annual line testing |  | UST Currently In Use: 2; UST Temp Close: 0; AST Currently In Use: 0; AST Temp Closed: 0 | 2 | 0 | 3 | 15094-073-002651 | UNITED PARCEL SERVICE
41285 | Permanently Closed | 1992-10-06 | 1973-10-21 | 1992-10-06 | Petroleum | Unleaded gasoline | Unleaded gasoline |  | Steel | Steel |  | Painted or None | Steel |  | 1901-01-01 | [15 empty] | UST Currently In Use: 0; UST Temp Close: 0; AST Currently In Use: 0; AST Temp Closed: 0 | 0 | 0 | 1 | 17248-103-015368 | CHARTER RETREAT HOSPITAL
41286 | Permanently Closed | 2006-01-05 | 1986-10-01 | 2007-04-19 | Petroleum | Unleaded gasoline | Unleaded gasoline | Retail | Steel | Steel | Field installed cathodic protection |  | Steel |  | 1901-01-01 | Field installed cathodic protection | Catchment Basin, Single walled catchment basin | Automatic shutoff device At 95% full | Automatic shutoff device At 95% full |  |  | Statistical Inventory Reconciliation (SIR) | [8 empty] | UST Currently In Use: 0; UST Temp Close: 0; AST Currently In Use: 0; AST Temp Closed: 0 | 0 | 0 | 2 | 22705-093-015079 | WACHOVIA BANK
41287 | Permanently Closed | 2006-01-05 | 1986-10-01 | 2007-04-19 | Petroleum | Premium gasoline | Premium gasoline | Retail | Steel | Steel | Field installed cathodic protection |  | Steel |  | 1901-01-01 | Field installed cathodic protection | Catchment Basin, Single walled catchment basin | Automatic shutoff device At 95% full | Automatic shutoff device At 95% full |  |  | Statistical Inventory Reconciliation (SIR) | [8 empty] | UST Currently In Use: 0; UST Temp Close: 0; AST Currently In Use: 0; AST Temp Closed: 0 | 0 | 0 | 2 | 22705-093-015079 | WACHOVIA BANK
41288 | Temporary Closed | 2009-03-31 | 1990-11-01 |  | Petroleum | Unleaded gasoline | Unleaded gasoline |  | Steel | Steel | Coated & cathodic protection (sti-P3) |  | Fiberglass reinforced plastic |  |  | Other, FLXS ISOLA | Catchment Basin, Single walled catchment basin | Flow Rest 90% Full | Flow Rest 90% Full |  |  |  |  | Automatic flow restrictor (MLLD) | Automatic flow restrictor (MLLD) |  |  | Annual line testing | Annual line testing |  | UST Currently In Use: 0; UST Temp Close: 3; AST Currently In Use: 2; AST Temp Closed: 0 | 0 | 3 | 5 | 19115-125-007549 | LAWRENCE A BREWER
41289 | Temporary Closed | 2009-03-31 | 1990-11-01 |  | Petroleum | Unleaded gasoline | Unleaded gasoline |  | Steel | Steel | Coated & cathodic protection (sti-P3) |  | Fiberglass reinforced plastic |  |  | Other, FLXS ISOLA | Catchment Basin, Single walled catchment basin | Flow Rest 90% Full | Flow Rest 90% Full |  |  |  |  | Automatic flow restrictor (MLLD) | Automatic flow restrictor (MLLD) |  |  | Annual line testing | Annual line testing |  | UST Currently In Use: 0; UST Temp Close: 3; AST Currently In Use: 2; AST Temp Closed: 0 | 0 | 3 | 5 | 19115-125-007549 | LAWRENCE A BREWER
41290 | Temporary Closed | 2009-03-31 | 1990-11-01 |  | Petroleum | On road diesel | On road diesel |  | Steel | Steel | Coated & cathodic protection (sti-P3) |  | Fiberglass reinforced plastic |  |  | Other, FLXS ISOLA | Catchment Basin, Single walled catchment basin | Flow Rest 90% Full | Flow Rest 90% Full |  |  |  |  | Automatic flow restrictor (MLLD) | Automatic flow restrictor (MLLD) |  |  | Annual line testing | Annual line testing |  | UST Currently In Use: 0; UST Temp Close: 3; AST Currently In Use: 2; AST Temp Closed: 0 | 0 | 3 | 5 | 19115-125-007549 | LAWRENCE A BREWER
41291 | Currently in Use |  | 1990-10-08 |  | Petroleum | Premium gasoline | Premium gasoline | Retail | Steel | Steel | Coated & cathodic protection (sti-P3) |  | Flexible |  |  | Other, FLXS ISOLA | Catchment Basin, Single walled catchment basin | Flow Rest 90% Full | Flow Rest 90% Full |  |  | Automatic Tank Gauge |  | Automatic flow restrictor (MLLD) | Automatic flow restrictor (MLLD) |  |  | Annual line testing, Continuous alarm system | Continuous alarm system |  | UST Currently In Use: 2; UST Temp Close: 0; AST Currently In Use: 0; AST Temp Closed: 0 | 2 | 0 | 2 | 21566-021-008658 | KARL W SMITH
41293 | Currently in Use |  | 1990-11-08 |  | Petroleum | Unleaded gasoline | Unleaded gasoline | Retail | Steel | Steel | Coated & cathodic protection (sti-P3) |  | Flexible |  |  | Other, FLXS ISOLA | Catchment Basin, Single walled catchment basin | Flow Rest 90% Full | Flow Rest 90% Full |  |  | Automatic Tank Gauge |  | Automatic flow restrictor (MLLD) | Automatic flow restrictor (MLLD) |  |  | Annual line testing, Continuous alarm system | Continuous alarm system |  | UST Currently In Use: 2; UST Temp Close: 0; AST Currently In Use: 0; AST Temp Closed: 0 | 2 | 0 | 2 | 21566-021-008658 | KARL W SMITH
41294 | Currently in Use |  | 1990-11-26 |  | Petroleum | Mid-grade gasoline | Mid-grade gasoline | Retail | Steel | Steel | Coated & cathodic protection (sti-P3) |  | Fiberglass reinforced plastic |  | 1901-01-01 | None | Catchment Basin, Single walled catchment basin | Automatic shutoff device At 95% full | Automatic shutoff device At 95% full |  |  | Statistical Inventory Reconciliation (SIR) | [8 empty] | UST Currently In Use: 3; UST Temp Close: 0; AST Currently In Use: 0; AST Temp Closed: 0 | 3 | 0 | 2 | 22149-075-012480 | TOMMY HOWE PETROLEUM INC.
41295 | Currently in Use |  | 1990-11-26 |  | Petroleum | Premium gasoline | Premium gasoline | Retail | Steel | Steel | Coated & cathodic protection (sti-P3) |  | Fiberglass reinforced plastic |  | 1901-01-01 | None | Catchment Basin, Single walled catchment basin | Automatic shutoff device At 95% full | Automatic shutoff device At 95% full |  |  | Statistical Inventory Reconciliation (SIR) | [8 empty] | UST Currently In Use: 3; UST Temp Close: 0; AST Currently In Use: 0; AST Temp Closed: 0 | 3 | 0 | 2 | 22149-075-012480 | TOMMY HOWE PETROLEUM INC.
41296 | Permanently Closed | 2002-06-28 | 1990-01-01 | 2002-06-28 | Petroleum | On road diesel | On road diesel | Retail | Fiberglass reinforced plastic | Fiberglass reinforced plastic |  |  | Fiberglass reinforced plastic |  | 1901-01-01 |  | Catchment Basin, Single walled catchment basin | Flow Rest 90% Full | Flow Rest 90% Full | Interstitial Monitoring within Secondary Containment | [7 empty] | Annual line testing | Annual line testing |  | UST Currently In Use: 0; UST Temp Close: 0; AST Currently In Use: 0; AST Temp Closed: 0 | 0 | 0 | 12 | 15437-101-004982 | WINN DIXIE MONTGOMERY, INC.
41297 | Permanently Closed | 2002-06-28 | 1990-01-01 | 2002-06-28 | Petroleum | On road diesel | On road diesel | Bulk facility | Fiberglass reinforced plastic | Fiberglass reinforced plastic |  |  | Fiberglass reinforced plastic |  | 1901-01-01 | None | Catchment Basin, Single walled catchment basin | Flow Rest 90% Full | Flow Rest 90% Full | Interstitial Monitoring within Secondary Containment | [7 empty] | Annual line testing | Annual line testing |  | UST Currently In Use: 0; UST Temp Close: 0; AST Currently In Use: 0; AST Temp Closed: 0 | 0 | 0 | 12 | 15437-101-004982 | WINN DIXIE MONTGOMERY, INC.
41298 | Permanently Closed | 2002-06-28 | 1990-01-01 | 2002-06-28 | Petroleum | On road diesel | On road diesel | Bulk facility | Fiberglass reinforced plastic | Fiberglass reinforced plastic |  |  | Fiberglass reinforced plastic |  | 1901-01-01 |  | Catchment Basin, Single walled catchment basin | Flow Rest 90% Full | Flow Rest 90% Full | Interstitial Monitoring within Secondary Containment | [5 empty] | Interstitial Monitoring within Secondary Containment |  | Annual line testing | Annual line testing |  | UST Currently In Use: 0; UST Temp Close: 0; AST Currently In Use: 0; AST Temp Closed: 0 | 0 | 0 | 12 | 15437-101-004982 | WINN DIXIE MONTGOMERY, INC.
41301 | Currently in Use |  | 1990-09-15 |  | Petroleum | Unleaded gasoline | Unleaded gasoline | Retail | Single Wall, Steel | Steel | Coated & cathodic protection (sti-P3), Field installed cathodic protection |  | Fiberglass reinforced plastic, Single Wall |  | 1901-01-01 |  | Catchment Basin, Single walled catchment basin | Flow Rest 90% Full | Flow Rest 90% Full |  |  | Continuous Automatic Tank Gauge |  | Automatic shutoff device (AELLD) | Automatic shutoff device (AELLD) |  |  | Automatic electronic line leak detector (AELLD) | Automatic electronic line leak detector (AELLD) |  | UST Currently In Use: 2; UST Temp Close: 0; AST Currently In Use: 0; AST Temp Closed: 0 | 2 | 0 | 5 | 13951-073-007264 | QUALITY PETROLEUM OF ALABAMA INC
41302 | Currently in Use |  | 1990-09-15 |  | Petroleum | Premium gasoline | Premium gasoline | Retail | Single Wall, Steel | Steel | Coated & cathodic protection (sti-P3), Field installed cathodic protection |  | Fiberglass reinforced plastic, Single Wall |  | 1901-01-01 |  | Catchment Basin, Single walled catchment basin | Flow Rest 90% Full | Flow Rest 90% Full |  |  | Continuous Automatic Tank Gauge |  | Automatic shutoff device (AELLD) | Automatic shutoff device (AELLD) |  |  | Automatic electronic line leak detector (AELLD) | Automatic electronic line leak detector (AELLD) |  | UST Currently In Use: 2; UST Temp Close: 0; AST Currently In Use: 0; AST Temp Closed: 0 | 2 | 0 | 5 | 13951-073-007264 | QUALITY PETROLEUM OF ALABAMA INC
41303 | Permanently Closed | 2002-11-12 | 1990-11-07 |  | Petroleum | Unleaded gasoline | Unleaded gasoline |  | Fiberglass reinforced plastic | Fiberglass reinforced plastic |  |  | Fiberglass reinforced plastic |  | 1901-01-01 | None | Catchment Basin, Single walled catchment basin | Automatic shutoff device At 95% full | Automatic shutoff device At 95% full | [8 empty] | Annual line testing | Annual line testing |  | UST Currently In Use: 0; UST Temp Close: 0; AST Currently In Use: 0; AST Temp Closed: 0 | 0 | 0 | 1 | 20857-073-015198 | BALFOUR LLC
41304 | Currently in Use |  | 1989-03-21 |  | Petroleum | Unleaded gasoline | Unleaded gasoline | Local government | Fiberglass reinforced plastic | Fiberglass reinforced plastic |  |  | Fiberglass reinforced plastic |  | 1901-01-01 | None | Catchment Basin, Single walled catchment basin | Automatic shutoff device At 95% full | Automatic shutoff device At 95% full |  |  | Automatic Tank Gauge, Other, Simmons | [8 empty] | UST Currently In Use: 1; UST Temp Close: 0; AST Currently In Use: 0; AST Temp Closed: 0 | 1 | 0 | 0 | 12713-073-015199 | JEFFERSON COUNTY COMMISSION
41305 | Currently in Use |  | 1990-10-29 |  | Petroleum | Unleaded gasoline | Unleaded gasoline | Retail | Single Wall, Steel | Steel | Coated & cathodic protection (sti-P3) |  | Double Wall, Fiberglass reinforced plastic |  |  |  | Catchment Basin, Single walled catchment basin | Flow Rest 90% Full | Flow Rest 90% Full |  |  | Automatic Tank Gauge | Single walled submersible pump containment sump | Automatic flow restrictor (MLLD) | Automatic flow restrictor (MLLD) |  |  | Annual line testing | Annual line testing |  | UST Currently In Use: 4; UST Temp Close: 0; AST Currently In Use: 0; AST Temp Closed: 0 | 4 | 0 | 0 | 24386-103-015360 | FRONTIER INC
41306 | Currently in Use |  | 1990-10-29 |  | Petroleum | Premium gasoline | Premium gasoline | Retail | Single Wall, Steel | Steel | Coated & cathodic protection (sti-P3) |  | Double Wall, Fiberglass reinforced plastic |  |  |  | Catchment Basin, Single walled catchment basin | Flow Rest 90% Full | Flow Rest 90% Full |  |  | Automatic Tank Gauge | Single walled submersible pump containment sump | Automatic flow restrictor (MLLD) | Automatic flow restrictor (MLLD) |  |  | Annual line testing | Annual line testing |  | UST Currently In Use: 4; UST Temp Close: 0; AST Currently In Use: 0; AST Temp Closed: 0 | 4 | 0 | 0 | 24386-103-015360 | FRONTIER INC
41307 | Currently in Use |  | 1990-10-29 |  | Petroleum | On road diesel | On road diesel | Retail | Single Wall, Steel | Steel | Coated & cathodic protection (sti-P3) |  | Double Wall, Fiberglass reinforced plastic |  |  |  | Catchment Basin, Single walled catchment basin | Flow Rest 90% Full | Flow Rest 90% Full |  |  | Automatic Tank Gauge | Single walled submersible pump containment sump | Automatic flow restrictor (MLLD) | Automatic flow restrictor (MLLD) |  |  | Annual line testing | Annual line testing |  | UST Currently In Use: 4; UST Temp Close: 0; AST Currently In Use: 0; AST Temp Closed: 0 | 4 | 0 | 0 | 24386-103-015360 | FRONTIER INC
41308 | Currently in Use |  | 1990-10-29 |  | Petroleum | Unleaded gasoline | Unleaded gasoline | Retail | Single Wall, Steel | Steel | Coated & cathodic protection (sti-P3) |  | Fiberglass reinforced plastic, Single Wall |  |  |  | Catchment Basin, Single walled catchment basin | Flow Rest 90% Full | Flow Rest 90% Full |  |  | Automatic Tank Gauge | [8 empty] | UST Currently In Use: 4; UST Temp Close: 0; AST Currently In Use: 0; AST Temp Closed: 0 | 4 | 0 | 0 | 24386-103-015360 | FRONTIER INC
41309 | Temporary Closed | 2023-03-07 | 1988-01-01 |  | Petroleum | Unleaded gasoline | Unleaded gasoline | Retail | Steel | Steel | Coated & cathodic protection (sti-P3) |  | Fiberglass reinforced plastic |  |  |  | Catchment Basin, Single walled catchment basin | Automatic shutoff device At 95% full | Automatic shutoff device At 95% full |  |  | Statistical Inventory Reconciliation (SIR) |  | Automatic flow restrictor (MLLD), Containment Sump | Containment Sump |  |  | Statistical inventory reconciliation (SIR) | Statistical inventory reconciliation (SIR) |  | UST Currently In Use: 0; UST Temp Close: 3; AST Currently In Use: 2; AST Temp Closed: 0 | 0 | 3 | 2 | 10182-121-011242 | ALLEN OIL CO
41310 | Temporary Closed | 2020-03-13 | 1990-11-14 |  | Petroleum | Unleaded gasoline | Unleaded gasoline | Local Government | Steel | Steel | Coated & cathodic protection (sti-P3) |  | Fiberglass reinforced plastic |  |  |  | Catchment Basin, Single walled catchment basin | Automatic shutoff device At 95% full | Automatic shutoff device At 95% full |  |  | Automatic Tank Gauge | [8 empty] | UST Currently In Use: 0; UST Temp Close: 2; AST Currently In Use: 0; AST Temp Closed: 0 | 0 | 2 | 3 | 11016-057-003521 | CITY OF FAYETTE
41311 | Temporary Closed | 2020-04-13 | 1990-11-14 |  | Petroleum | On road diesel | On road diesel | Local Government | Steel | Steel | Coated & cathodic protection (sti-P3) |  | Fiberglass reinforced plastic |  |  |  | Catchment Basin, Single walled catchment basin | Automatic shutoff device At 95% full | Automatic shutoff device At 95% full |  |  | Automatic Tank Gauge | [8 empty] | UST Currently In Use: 0; UST Temp Close: 2; AST Currently In Use: 0; AST Temp Closed: 0 | 0 | 2 | 3 | 11016-057-003521 | CITY OF FAYETTE
41312 | Retired | 1988-12-22 | 1901-01-01 |  | Petroleum | Other, OTHER | Other | [7 empty] | 1901-01-01 | [15 empty] | UST Currently In Use: 0; UST Temp Close: 0; AST Currently In Use: 0; AST Temp Closed: 0 | 0 | 0 | 0 | 14909-089-002283 | BROWN TRANSPORT CORP
41313 | Permanently Closed | 1990-07-01 | 1901-01-01 | 1991-04-08 | Petroleum | Unleaded gasoline | Unleaded gasoline |  | Steel | Steel |  | Painted or None | Steel |  | 1901-01-01 | None | [14 empty] | UST Currently In Use: 0; UST Temp Close: 0; AST Currently In Use: 0; AST Temp Closed: 0 | 0 | 0 | 3 | 17279-073-007972 | JOHNNY ROBERTS
41317 | Currently in Use |  | 1989-11-01 |  | Petroleum | On road diesel | On road diesel | Emergency Power Generator, Local Government | Double Wall, Fiberglass reinforced plastic | Fiberglass reinforced plastic |  |  | Double Wall, Flexible |  | 1901-01-01 |  | Catchment Basin, Single walled catchment basin | Audible high level alarm At 90% full, Automatic shutoff device At 95% full | Automatic shutoff device At 95% full | Interstitial Monitoring within Secondary Containment | MANUAL/VISUAL CHECK | Continuous Automatic Tank Gauge |  | Containment Sump, EXEMPT | Containment Sump | Interstitial Monitoring within Secondary Containment | SENSOR TO ATG |  |  |  | UST Currently In Use: 1; UST Temp Close: 0; AST Currently In Use: 0; AST Temp Closed: 0 | 1 | 0 | 0 | 12713-073-015401 | JEFFERSON COUNTY COMMISSION
41318 | Currently in Use |  | 1988-01-01 |  | Petroleum | Unleaded gasoline | Unleaded gasoline | Local government | Fiberglass reinforced plastic | Fiberglass reinforced plastic |  |  | Fiberglass reinforced plastic |  | 1901-01-01 | None | Catchment Basin, Single walled catchment basin | Automatic shutoff device At 95% full | Automatic shutoff device At 95% full |  |  | Automatic Tank Gauge | [8 empty] | UST Currently In Use: 1; UST Temp Close: 0; AST Currently In Use: 0; AST Temp Closed: 0 | 1 | 0 | 0 | 12713-073-015402 | JEFFERSON COUNTY COMMISSION
41319 | Currently in Use |  | 1990-12-26 |  | Petroleum | Unleaded gasoline | Unleaded gasoline |  | Fiberglass reinforced plastic, Single Wall | Single Wall |  |  | Double Wall, Fiberglass reinforced plastic, OLD TYPE |  | 1901-01-01 |  | Catchment Basin, Single walled catchment basin | Audible high level alarm At 90% full, Automatic shutoff device At 95% full | Automatic shutoff device At 95% full |  |  | Continuous Automatic Tank Gauge |  | Automatic flow restrictor (MLLD), Containment Sump | Containment Sump |  |  | Annual line testing | Annual line testing |  | UST Currently In Use: 4; UST Temp Close: 0; AST Currently In Use: 0; AST Temp Closed: 0 | 4 | 0 | 6 | 10563-073-001410 | COCA COLA BOTTLING CO UNITED INC
41320 | Currently in Use |  | 1990-12-26 |  | Petroleum | Unleaded gasoline | Unleaded gasoline | Industrial | Fiberglass reinforced plastic, Single Wall | Single Wall |  |  | Double Wall, Fiberglass reinforced plastic, OLD TYPE |  | 1901-01-01 |  | Catchment Basin, Single walled catchment basin | Audible high level alarm At 90% full, Automatic shutoff device At 95% full | Automatic shutoff device At 95% full |  |  | Continuous Automatic Tank Gauge |  | Automatic flow restrictor (MLLD), Containment Sump | Containment Sump |  |  | Annual line testing | Annual line testing |  | UST Currently In Use: 4; UST Temp Close: 0; AST Currently In Use: 0; AST Temp Closed: 0 | 4 | 0 | 6 | 10563-073-001410 | COCA COLA BOTTLING CO UNITED INC
41321 | Currently in Use |  | 1990-12-26 |  | Petroleum | On road diesel | On road diesel | Industrial | Fiberglass reinforced plastic, Single Wall | Single Wall |  |  | Double Wall, Fiberglass reinforced plastic, OLD TYPE |  | 1901-01-01 |  | Catchment Basin, Single walled catchment basin | Audible high level alarm At 90% full, Automatic shutoff device At 95% full | Automatic shutoff device At 95% full |  |  | Continuous Automatic Tank Gauge |  | Automatic flow restrictor (MLLD), Containment Sump | Containment Sump |  |  | Annual line testing | Annual line testing |  | UST Currently In Use: 4; UST Temp Close: 0; AST Currently In Use: 0; AST Temp Closed: 0 | 4 | 0 | 6 | 10563-073-001410 | COCA COLA BOTTLING CO UNITED INC
41322 | Currently in Use |  | 1990-12-26 |  | Petroleum | On road diesel | On road diesel | Emergency Power Generator, Industrial | Fiberglass reinforced plastic, Single Wall | Single Wall |  |  | Double Wall, Fiberglass reinforced plastic, OLD TYPE |  | 1901-01-01 |  | Catchment Basin, Single walled catchment basin | Audible high level alarm At 90% full, Automatic shutoff device At 95% full | Automatic shutoff device At 95% full |  |  | Continuous Automatic Tank Gauge |  | Automatic flow restrictor (MLLD), Containment Sump | Containment Sump |  |  | Annual line testing | Annual line testing |  | UST Currently In Use: 4; UST Temp Close: 0; AST Currently In Use: 0; AST Temp Closed: 0 | 4 | 0 | 6 | 10563-073-001410 | COCA COLA BOTTLING CO UNITED INC
41323 | Permanently Closed | 2012-06-01 | 1985-02-15 |  | Petroleum | Unleaded gasoline | Unleaded gasoline | Retail | Single Wall, Steel | Steel | Field installed cathodic protection |  | Single Wall, Steel |  |  | Field installed cathodic protection | Catchment Basin, Single walled catchment basin | Automatic shutoff device At 95% full | Automatic shutoff device At 95% full |  |  | Statistical Inventory Reconciliation (SIR) |  | Containment Sump | Containment Sump |  |  | Statistical inventory reconciliation (SIR) | Statistical inventory reconciliation (SIR) |  | UST Currently In Use: 0; UST Temp Close: 0; AST Currently In Use: 0; AST Temp Closed: 0 | 0 | 0 | 3 | 21477-055-015403 | WALEED ABBASSY
41324 | Permanently Closed | 2012-01-01 | 1985-02-15 |  | Petroleum | Mid-grade gasoline | Mid-grade gasoline | Retail | Single Wall, Steel | Steel | Field installed cathodic protection |  | Single Wall, Steel |  |  | Field installed cathodic protection | Catchment Basin, Single walled catchment basin | Automatic shutoff device At 95% full | Automatic shutoff device At 95% full |  |  | Statistical Inventory Reconciliation (SIR) |  | Containment Sump | Containment Sump |  |  | Statistical inventory reconciliation (SIR) | Statistical inventory reconciliation (SIR) |  | UST Currently In Use: 0; UST Temp Close: 0; AST Currently In Use: 0; AST Temp Closed: 0 | 0 | 0 | 3 | 21477-055-015403 | WALEED ABBASSY
41325 | Permanently Closed | 2008-01-01 | 1985-02-15 |  | Petroleum | Premium gasoline | Premium gasoline | Retail | Single Wall, Steel | Steel | Field installed cathodic protection |  | Single Wall, Steel |  |  | Field installed cathodic protection | Catchment Basin, Single walled catchment basin | Automatic shutoff device At 95% full | Automatic shutoff device At 95% full |  |  | Statistical Inventory Reconciliation (SIR) |  | Containment Sump | Containment Sump |  |  | Statistical inventory reconciliation (SIR) | Statistical inventory reconciliation (SIR) |  | UST Currently In Use: 0; UST Temp Close: 0; AST Currently In Use: 0; AST Temp Closed: 0 | 0 | 0 | 3 | 21477-055-015403 | WALEED ABBASSY
41331 | Temporary Closed | 2015-06-30 | 1990-09-01 |  | Petroleum | On road diesel | On road diesel | Retail | Fiberglass reinforced plastic, Single Wall | Single Wall |  |  | Fiberglass reinforced plastic, Single Wall |  | 1901-01-01 |  | Catchment Basin, Single walled catchment basin | Flow Rest 90% Full | Flow Rest 90% Full |  |  | Continuous Automatic Tank Gauge | [8 empty] | UST Currently In Use: 0; UST Temp Close: 4; AST Currently In Use: 1; AST Temp Closed: 0 | 0 | 4 | 0 | 17276-073-009244 | ROLAND BAILEY
41332 | Permanently Closed | 2010-11-23 | 1989-01-23 | 2010-11-23 | Petroleum | On road diesel | On road diesel | Emergency Power Generator, Local Government | Fiberglass reinforced plastic | Fiberglass reinforced plastic |  |  | Fiberglass reinforced plastic |  | 1901-01-01 | None | Catchment Basin, Single walled catchment basin | Automatic shutoff device At 95% full | Automatic shutoff device At 95% full | Interstitial Monitoring within Secondary Containment |  | Automatic Tank Gauge | [8 empty] | UST Currently In Use: 0; UST Temp Close: 0; AST Currently In Use: 4; AST Temp Closed: 0 | 0 | 0 | 1 | 15308-101-015082 | WATER WORKS AND SANITARY SEWER BOARD
41333 | Currently in Use |  | 1989-08-21 |  | Petroleum | Unleaded gasoline | Unleaded gasoline | Industrial, State/Federal Government | Fiberglass reinforced plastic | Fiberglass reinforced plastic |  |  | Fiberglass reinforced plastic |  | 1901-01-01 | None | Catchment Basin, Single walled catchment basin | Flow Rest 90% Full | Flow Rest 90% Full | Interstitial Monitoring within Secondary Containment |  | Automatic Tank Gauge |  | Automatic shutoff device (AELLD), Containment Sump | Containment Sump |  |  | Continuous alarm system | Continuous alarm system |  | UST Currently In Use: 3; UST Temp Close: 0; AST Currently In Use: 0; AST Temp Closed: 0 | 3 | 0 | 0 | 15048-101-017696 | U S AIR FORCE
41334 | Currently in Use |  | 1989-08-21 |  | Petroleum | Unleaded gasoline | Unleaded gasoline | Industrial, State/Federal Government | Fiberglass reinforced plastic | Fiberglass reinforced plastic |  |  | Fiberglass reinforced plastic |  | 1901-01-01 | None | Catchment Basin, Single walled catchment basin | Flow Rest 90% Full | Flow Rest 90% Full | Interstitial Monitoring within Secondary Containment |  | Automatic Tank Gauge |  | Automatic shutoff device (AELLD), Containment Sump | Containment Sump | Interstitial Monitoring within Secondary Containment |  | Continuous alarm system | Continuous alarm system |  | UST Currently In Use: 3; UST Temp Close: 0; AST Currently In Use: 0; AST Temp Closed: 0 | 3 | 0 | 0 | 15048-101-017696 | U S AIR FORCE
41335 | Currently in Use |  | 1989-08-21 |  | Petroleum | Other, BIODIESEL | Other | Industrial, State/Federal Government | Fiberglass reinforced plastic | Fiberglass reinforced plastic |  |  | Fiberglass reinforced plastic |  | 1901-01-01 | None | Catchment Basin, Single walled catchment basin | Flow Rest 90% Full | Flow Rest 90% Full | Interstitial Monitoring within Secondary Containment |  | Automatic Tank Gauge |  | Automatic shutoff device (AELLD), Containment Sump | Containment Sump |  |  | Continuous alarm system | Continuous alarm system |  | UST Currently In Use: 3; UST Temp Close: 0; AST Currently In Use: 0; AST Temp Closed: 0 | 3 | 0 | 0 | 15048-101-017696 | U S AIR FORCE
41336 | Permanently Closed | 1990-12-20 | 1989-06-05 | 1992-02-07 | Petroleum | Unleaded gasoline | Unleaded gasoline | State/federal government | Fiberglass reinforced plastic | Fiberglass reinforced plastic |  |  | Steel |  | 1901-01-01 | None |  | Audible high level alarm At 90% full | Audible high level alarm At 90% full | [11 empty] | UST Currently In Use: 0; UST Temp Close: 0; AST Currently In Use: 21; AST Temp Closed: 0 | 0 | 0 | 33 | 15048-101-002892 | U S AIR FORCE
41338 | Permanently Closed | 2000-08-24 | 1988-04-01 | 2012-12-19 | Petroleum | Unleaded gasoline | Unleaded gasoline | Retail | Steel | Steel |  | Painted or None | Steel |  | 1901-01-01 | [6 empty] | Manual Tank Gauging (only tanks 1000 gal. or less and 48” or 64” in diameter) | [5 empty] | Annual line testing | Annual line testing |  | UST Currently In Use: 0; UST Temp Close: 0; AST Currently In Use: 0; AST Temp Closed: 0 | 0 | 0 | 6 | 19212-123-012847 | ALVIN BROWN JR
41339 | Permanently Closed | 2000-08-24 | 1988-04-01 | 2012-12-19 | Petroleum | Unleaded gasoline | Unleaded gasoline | Retail | Steel | Steel |  | Painted or None | Steel |  | 1901-01-01 | [6 empty] | Manual Tank Gauging (only tanks 1000 gal. or less and 48” or 64” in diameter) | [5 empty] | Annual line testing | Annual line testing |  | UST Currently In Use: 0; UST Temp Close: 0; AST Currently In Use: 0; AST Temp Closed: 0 | 0 | 0 | 6 | 19212-123-012847 | ALVIN BROWN JR
41340 | Permanently Closed | 1987-06-01 | 1987-06-01 | 2012-12-19 | Petroleum | Kerosene | Kerosene | Retail | Steel | Steel |  | Painted or None | Steel |  | 1901-01-01 | [6 empty] | Statistical Inventory Reconciliation (SIR) | [8 empty] | UST Currently In Use: 0; UST Temp Close: 0; AST Currently In Use: 0; AST Temp Closed: 0 | 0 | 0 | 6 | 19212-123-012847 | ALVIN BROWN JR
41341 | Permanently Closed | 2008-11-01 | 1990-02-04 | 2014-07-22 | Petroleum | Unleaded gasoline | Unleaded gasoline | Local government | Steel | Steel | Coated & cathodic protection (sti-P3) |  | Fiberglass reinforced plastic |  | 1901-01-01 | None | Catchment Basin, Single walled catchment basin | Flow Rest 90% Full | Flow Rest 90% Full | Interstitial Monitoring within Secondary Containment | [10 empty] | UST Currently In Use: 0; UST Temp Close: 0; AST Currently In Use: 1; AST Temp Closed: 0 | 0 | 0 | 3 | 20665-045-001879 | DALEVILLE CITY SCHOOLS
41342 | Permanently Closed | 1996-02-21 | 1960-01-01 | 1996-02-21 | Petroleum | Unleaded gasoline | Unleaded gasoline |  | Steel | Steel |  | Painted or None | Steel |  | 1901-01-01 | None | [14 empty] | UST Currently In Use: 0; UST Temp Close: 0; AST Currently In Use: 0; AST Temp Closed: 0 | 0 | 0 | 4 | 17037-111-015083 | H FLOY LOVVORN
41343 | Permanently Closed | 1996-02-21 | 1960-01-01 | 1996-02-21 | Petroleum | Unleaded gasoline | Unleaded gasoline |  | Steel | Steel |  | Painted or None | Steel |  | 1901-01-01 | None | [14 empty] | UST Currently In Use: 0; UST Temp Close: 0; AST Currently In Use: 0; AST Temp Closed: 0 | 0 | 0 | 4 | 17037-111-015083 | H FLOY LOVVORN
41344 | Permanently Closed | 1996-02-21 | 1960-01-01 | 1996-02-21 | Petroleum | Unleaded gasoline | Unleaded gasoline |  | Steel | Steel |  | Painted or None | Steel |  | 1901-01-01 | None | [14 empty] | UST Currently In Use: 0; UST Temp Close: 0; AST Currently In Use: 0; AST Temp Closed: 0 | 0 | 0 | 4 | 17037-111-015083 | H FLOY LOVVORN
41345 | Permanently Closed | 1996-02-21 | 1960-01-01 | 1996-02-21 | Petroleum | On road diesel | On road diesel |  | Steel | Steel |  | Painted or None | Steel |  | 1901-01-01 | None | [14 empty] | UST Currently In Use: 0; UST Temp Close: 0; AST Currently In Use: 0; AST Temp Closed: 0 | 0 | 0 | 4 | 17037-111-015083 | H FLOY LOVVORN
41346 | Cannot Locate or abandoned | 1999-03-03 | 1987-09-01 |  | Petroleum | Unleaded gasoline | Unleaded gasoline |  | Steel | Steel | Coated & cathodic protection (sti-P3) |  | Steel |  | 1901-01-01 | None | Catchment Basin, Single walled catchment basin | [13 empty] | UST Currently In Use: 0; UST Temp Close: 0; AST Currently In Use: 0; AST Temp Closed: 0 | 0 | 0 | 1 | 20840-005-015084 | ALLEN WYATT
41347 | Cannot Locate or abandoned | 1999-03-03 | 1987-09-01 |  | Petroleum | Unleaded gasoline | Unleaded gasoline |  | Steel | Steel | Coated & cathodic protection (sti-P3) |  | Steel |  | 1901-01-01 | None | Catchment Basin, Single walled catchment basin | [13 empty] | UST Currently In Use: 0; UST Temp Close: 0; AST Currently In Use: 0; AST Temp Closed: 0 | 0 | 0 | 1 | 20840-005-015084 | ALLEN WYATT
41348 | Currently in Use |  | 1990-08-03 |  | Petroleum | Unleaded gasoline | Unleaded gasoline | Retail | Double Wall, Fiberglass coated steel | Fiberglass coated steel | Other, HDPE |  | Fiberglass reinforced plastic, Single Wall |  | 1901-01-01 |  | Catchment Basin, Single walled catchment basin | Flow Rest 90% Full | Flow Rest 90% Full |  |  | Continuous Automatic Tank Gauge | Single walled submersible pump containment sump | Automatic shutoff device (AELLD), Containment Sump | Containment Sump | [5 empty] | UST Currently In Use: 3; UST Temp Close: 0; AST Currently In Use: 0; AST Temp Closed: 0 | 3 | 0 | 0 | 25265-081-015085 | LGWS/CROSS AMERICA PARTNERS
41349 | Currently in Use |  | 1990-08-03 |  | Petroleum | Mid-grade gasoline | Mid-grade gasoline | Retail | Double Wall, Fiberglass coated steel | Fiberglass coated steel | Other, HDPE |  | Fiberglass reinforced plastic, Single Wall |  | 1901-01-01 |  | Catchment Basin, Single walled catchment basin | Flow Rest 90% Full | Flow Rest 90% Full |  |  | Continuous Automatic Tank Gauge | Single walled submersible pump containment sump | Automatic shutoff device (AELLD), Containment Sump | Containment Sump | [5 empty] | UST Currently In Use: 3; UST Temp Close: 0; AST Currently In Use: 0; AST Temp Closed: 0 | 3 | 0 | 0 | 25265-081-015085 | LGWS/CROSS AMERICA PARTNERS
41350 | Permanently Closed | 1999-03-03 | 1987-09-01 | 2000-12-04 | Petroleum | Unleaded gasoline | Unleaded gasoline |  | Steel | Steel | Coated & cathodic protection (sti-P3) |  | Steel |  | 1901-01-01 | None | [14 empty] | UST Currently In Use: 0; UST Temp Close: 0; AST Currently In Use: 0; AST Temp Closed: 0 | 0 | 0 | 1 | 20840-005-015084 | ALLEN WYATT
41351 | Currently in Use |  | 1990-08-03 |  | Petroleum | Premium gasoline | Premium gasoline | Retail | Double Wall, Fiberglass coated steel | Fiberglass coated steel | Other, HDPE |  | Fiberglass reinforced plastic, Single Wall |  | 1901-01-01 |  | Catchment Basin, Single walled catchment basin | Flow Rest 90% Full | Flow Rest 90% Full |  |  | Continuous Automatic Tank Gauge | Single walled submersible pump containment sump | Automatic shutoff device (AELLD), Containment Sump | Containment Sump | [5 empty] | UST Currently In Use: 3; UST Temp Close: 0; AST Currently In Use: 0; AST Temp Closed: 0 | 3 | 0 | 0 | 25265-081-015085 | LGWS/CROSS AMERICA PARTNERS
41352 | Currently in Use |  | 1990-03-01 |  | Petroleum | Unleaded gasoline | Unleaded gasoline |  | Steel | Steel | Coated & cathodic protection (sti-P3) |  | Fiberglass reinforced plastic |  | 1901-01-01 | None | Catchment Basin, Single walled catchment basin | Flow Rest 90% Full | Flow Rest 90% Full |  |  | Automatic Tank Gauge |  | Automatic flow restrictor (MLLD), Containment Sump | Containment Sump |  |  | Annual line testing | Annual line testing |  | UST Currently In Use: 3; UST Temp Close: 0; AST Currently In Use: 0; AST Temp Closed: 0 | 3 | 0 | 0 | 23781-069-014644 | SUN VALLEY MARKETS LLC
41353 | Currently in Use |  | 1990-03-01 |  | Petroleum | Premium gasoline | Premium gasoline |  | Steel | Steel | Coated & cathodic protection (sti-P3) |  | Fiberglass reinforced plastic |  | 1901-01-01 | None | Catchment Basin, Single walled catchment basin | Flow Rest 90% Full | Flow Rest 90% Full |  |  | Automatic Tank Gauge |  | Automatic flow restrictor (MLLD), Containment Sump | Containment Sump |  |  | Annual line testing | Annual line testing |  | UST Currently In Use: 3; UST Temp Close: 0; AST Currently In Use: 0; AST Temp Closed: 0 | 3 | 0 | 0 | 23781-069-014644 | SUN VALLEY MARKETS LLC
41354 | Currently in Use |  | 1990-03-01 |  | Petroleum | On road diesel | On road diesel |  | Steel | Steel | Coated & cathodic protection (sti-P3) |  | Fiberglass reinforced plastic |  | 1901-01-01 | None | Catchment Basin, Single walled catchment basin | Flow Rest 90% Full | Flow Rest 90% Full |  |  | Automatic Tank Gauge |  | Automatic flow restrictor (MLLD), Containment Sump | Containment Sump |  |  | Annual line testing | Annual line testing |  | UST Currently In Use: 3; UST Temp Close: 0; AST Currently In Use: 0; AST Temp Closed: 0 | 3 | 0 | 0 | 23781-069-014644 | SUN VALLEY MARKETS LLC
41355 | Permanently Closed | 1994-02-03 | 1968-07-15 | 1994-02-03 | Petroleum | Used oil | Used oil |  | Steel | Steel |  | Painted or None | Steel |  | 1901-01-01 | None | [14 empty] | UST Currently In Use: 0; UST Temp Close: 0; AST Currently In Use: 0; AST Temp Closed: 0 | 0 | 0 | 1 | 17038-069-015086 | SEARS
41356 | Temporary Closed | 2010-03-12 | 1990-09-11 |  | Petroleum | Unleaded gasoline | Unleaded gasoline |  | Steel | Steel | Coated & cathodic protection (sti-P3) |  | Fiberglass reinforced plastic |  |  |  | Catchment Basin, Single walled catchment basin | Flow Rest 90% Full | Flow Rest 90% Full |  |  | Automatic Tank Gauge | [8 empty] | UST Currently In Use: 0; UST Temp Close: 3; AST Currently In Use: 0; AST Temp Closed: 0 | 0 | 3 | 0 | 17159-011-015215 | JIM SMITH
41357 | Temporary Closed | 2010-03-12 | 1990-09-11 |  | Petroleum | Mid-grade gasoline | Mid-grade gasoline |  | Steel | Steel | Coated & cathodic protection (sti-P3) |  | Fiberglass reinforced plastic |  |  |  | Catchment Basin, Single walled catchment basin | Flow Rest 90% Full | Flow Rest 90% Full |  |  | Automatic Tank Gauge | [8 empty] | UST Currently In Use: 0; UST Temp Close: 3; AST Currently In Use: 0; AST Temp Closed: 0 | 0 | 3 | 0 | 17159-011-015215 | JIM SMITH
41358 | Temporary Closed | 2010-03-12 | 1990-09-11 |  | Petroleum | Premium gasoline | Premium gasoline |  | Steel | Steel | Coated & cathodic protection (sti-P3) |  | Fiberglass reinforced plastic |  |  |  | Catchment Basin, Single walled catchment basin | Flow Rest 90% Full | Flow Rest 90% Full |  |  | Automatic Tank Gauge | [8 empty] | UST Currently In Use: 0; UST Temp Close: 3; AST Currently In Use: 0; AST Temp Closed: 0 | 0 | 3 | 0 | 17159-011-015215 | JIM SMITH
41359 | Permanently Closed | 2014-08-15 | 1990-10-23 | 2015-10-22 | Petroleum | Aviation fuel (JP-4; etc.) | Aviation fuel (JP-4; etc.) | Local government | Steel | Steel | Coated & cathodic protection (sti-P3) |  | Fiberglass reinforced plastic |  |  | Galvanic Cathodic, FLEX CONN | Catchment Basin, Single walled catchment basin | Flow Rest 90% Full | Flow Rest 90% Full |  |  | Continuous Automatic Tank Gauge | [8 empty] | UST Currently In Use: 0; UST Temp Close: 0; AST Currently In Use: 0; AST Temp Closed: 0 | 0 | 0 | 4 | 11012-005-003378 | CITY OF EUFAULA
41361 | Permanently Closed | 2014-08-01 | 1990-10-23 | 2015-10-22 | Petroleum | Aviation fuel (JP-4; etc.) | Aviation fuel (JP-4; etc.) | Local government | Steel | Steel | Coated & cathodic protection (sti-P3) |  | Fiberglass reinforced plastic |  |  | Galvanic Cathodic, FLEX CONN | Catchment Basin, Single walled catchment basin | Flow Rest 90% Full | Flow Rest 90% Full |  |  | Continuous Automatic Tank Gauge | [8 empty] | UST Currently In Use: 0; UST Temp Close: 0; AST Currently In Use: 0; AST Temp Closed: 0 | 0 | 0 | 4 | 11012-005-003378 | CITY OF EUFAULA
41363 | Permanently Closed | 1993-07-13 | 1975-01-06 | 1993-07-13 | Petroleum | On road diesel | On road diesel |  | Steel | Steel |  | Painted or None | Steel |  | 1901-01-01 | [15 empty] | UST Currently In Use: 0; UST Temp Close: 0; AST Currently In Use: 2; AST Temp Closed: 0 | 0 | 0 | 3 | 17039-067-015087 | HENRY COUNTY COMMISSION
41364 | Permanently Closed | 1993-07-13 | 1975-01-06 | 1993-07-13 | Petroleum | Unleaded gasoline | Unleaded gasoline |  | Steel | Steel |  | Painted or None | Steel |  | 1901-01-01 | [15 empty] | UST Currently In Use: 0; UST Temp Close: 0; AST Currently In Use: 2; AST Temp Closed: 0 | 0 | 0 | 3 | 17039-067-015087 | HENRY COUNTY COMMISSION
41365 | Permanently Closed | 1993-07-13 | 1978-01-29 | 1993-07-13 | Petroleum | Unleaded gasoline | Unleaded gasoline |  | Steel | Steel |  | Painted or None | Steel |  | 1901-01-01 | [15 empty] | UST Currently In Use: 0; UST Temp Close: 0; AST Currently In Use: 2; AST Temp Closed: 0 | 0 | 0 | 3 | 17039-067-015087 | HENRY COUNTY COMMISSION
41366 | Currently in Use |  | 1990-05-04 |  | Petroleum | Unleaded gasoline | Unleaded gasoline | Retail | Steel | Steel | Coated & cathodic protection (sti-P3) |  | Double Wall, Fiberglass reinforced plastic |  | 1901-01-01 |  | Catchment Basin, Single walled catchment basin | Audible high level alarm At 90% full, Automatic shutoff device At 95% full, Flow Rest 90% Full | Flow Rest 90% Full |  |  | Automatic Tank Gauge |  | Automatic flow restrictor (MLLD) | Automatic flow restrictor (MLLD) | Interstitial Monitoring within Secondary Containment | SENSOR TO ATG | Annual line testing | Annual line testing |  | UST Currently In Use: 3; UST Temp Close: 0; AST Currently In Use: 0; AST Temp Closed: 0 | 3 | 0 | 3 | 25113-111-008712 | SAFDHAR ALI KHAN
41367 | Currently in Use |  | 1990-05-04 |  | Petroleum | Premium gasoline | Premium gasoline | Retail | Steel | Steel | Coated & cathodic protection (sti-P3) |  | Double Wall, Fiberglass reinforced plastic |  | 1901-01-01 |  | Catchment Basin, Single walled catchment basin | Audible high level alarm At 90% full, Automatic shutoff device At 95% full, Flow Rest 90% Full | Flow Rest 90% Full |  |  |  |  | Automatic flow restrictor (MLLD) | Automatic flow restrictor (MLLD) |  |  | Annual line testing | Annual line testing |  | UST Currently In Use: 3; UST Temp Close: 0; AST Currently In Use: 0; AST Temp Closed: 0 | 3 | 0 | 3 | 25113-111-008712 | SAFDHAR ALI KHAN
41368 | Currently in Use |  | 1990-05-04 |  | Petroleum | Unleaded gasoline | Unleaded gasoline | Retail | Steel | Steel | Coated & cathodic protection (sti-P3) |  | Double Wall, Fiberglass reinforced plastic |  | 1901-01-01 |  | Catchment Basin, Single walled catchment basin | Audible high level alarm At 90% full, Automatic shutoff device At 95% full, Flow Rest 90% Full | Flow Rest 90% Full |  |  | Automatic Tank Gauge |  | Containment Sump, Sump sensor relayed to automatically shut off submersible pump | Sump sensor relayed to automatically shut off submersible pump | Interstitial Monitoring within Secondary Containment | SENSOR TO ATG | Continuous alarm system | Continuous alarm system |  | UST Currently In Use: 3; UST Temp Close: 0; AST Currently In Use: 0; AST Temp Closed: 0 | 3 | 0 | 3 | 25113-111-008712 | SAFDHAR ALI KHAN
41369 | Currently in Use |  | 1990-01-01 |  | Petroleum | Unleaded gasoline | Unleaded gasoline | Retail | Steel | Steel | Coated & cathodic protection (sti-P3) |  | Fiberglass reinforced plastic, Steel |  |  | Other, STL ISOLA | Catchment Basin, Single walled catchment basin | Automatic shutoff device At 95% full, Flow Rest 90% Full | Flow Rest 90% Full |  |  | Statistical Inventory Reconciliation (SIR) |  | Automatic flow restrictor (MLLD) | Automatic flow restrictor (MLLD) |  |  | Statistical inventory reconciliation (SIR) | Statistical inventory reconciliation (SIR) |  | UST Currently In Use: 4; UST Temp Close: 1; AST Currently In Use: 0; AST Temp Closed: 0 | 4 | 1 | 4 | 21787-113-003737 | ANGELA DIXON AMERICAN EAGLE
41370 | Currently in Use |  | 1990-01-01 |  | Petroleum | Mid-grade gasoline | Mid-grade gasoline | Retail | Steel | Steel | Coated & cathodic protection (sti-P3) |  | Fiberglass reinforced plastic, Steel |  |  | Other, STL ISOLA | Catchment Basin, Single walled catchment basin | Automatic shutoff device At 95% full, Flow Rest 90% Full | Flow Rest 90% Full |  |  | Statistical Inventory Reconciliation (SIR) |  | Automatic flow restrictor (MLLD) | Automatic flow restrictor (MLLD) |  |  | Statistical inventory reconciliation (SIR) | Statistical inventory reconciliation (SIR) |  | UST Currently In Use: 4; UST Temp Close: 1; AST Currently In Use: 0; AST Temp Closed: 0 | 4 | 1 | 4 | 21787-113-003737 | ANGELA DIXON AMERICAN EAGLE
41371 | Currently in Use |  | 1990-01-01 |  | Petroleum | Premium gasoline | Premium gasoline | Retail | Steel | Steel | Coated & cathodic protection (sti-P3) |  | Fiberglass reinforced plastic, Steel |  |  | Other, STL ISOLA | Catchment Basin, Single walled catchment basin | Automatic shutoff device At 95% full, Flow Rest 90% Full | Flow Rest 90% Full |  |  | Statistical Inventory Reconciliation (SIR) |  | Automatic flow restrictor (MLLD) | Automatic flow restrictor (MLLD) |  |  | Statistical inventory reconciliation (SIR) | Statistical inventory reconciliation (SIR) |  | UST Currently In Use: 4; UST Temp Close: 1; AST Currently In Use: 0; AST Temp Closed: 0 | 4 | 1 | 4 | 21787-113-003737 | ANGELA DIXON AMERICAN EAGLE
41377 | Currently in Use |  | 1990-01-01 |  | Petroleum | On road diesel | On road diesel | Retail | Steel | Steel | Coated & cathodic protection (sti-P3) |  | Fiberglass reinforced plastic, Steel |  |  | Other, STL ISOLA | Catchment Basin, Single walled catchment basin | Automatic shutoff device At 95% full, Flow Rest 90% Full | Flow Rest 90% Full |  |  | Statistical Inventory Reconciliation (SIR) | [8 empty] | UST Currently In Use: 4; UST Temp Close: 1; AST Currently In Use: 0; AST Temp Closed: 0 | 4 | 1 | 4 | 21787-113-003737 | ANGELA DIXON AMERICAN EAGLE
41378 | Temporary Closed | 2007-03-01 | 1990-01-01 |  | Petroleum | Kerosene | Kerosene | Retail | Steel | Steel | Coated & cathodic protection (sti-P3) |  | Fiberglass reinforced plastic, Steel |  |  | Other, STL ISOLA | Catchment Basin, Single walled catchment basin | Flow Rest 90% Full | Flow Rest 90% Full |  |  | Statistical Inventory Reconciliation (SIR) | [8 empty] | UST Currently In Use: 4; UST Temp Close: 1; AST Currently In Use: 0; AST Temp Closed: 0 | 4 | 1 | 4 | 21787-113-003737 | ANGELA DIXON AMERICAN EAGLE
41379 | Permanently Closed | 2019-04-08 | 1990-06-25 | 2019-04-09 | Petroleum | On road diesel | On road diesel | Industrial | Steel | Steel | Coated & cathodic protection (sti-P3) |  | Fiberglass reinforced plastic |  |  |  | Catchment Basin, Single walled catchment basin | Automatic shutoff device At 95% full, Flow Rest 90% Full | Flow Rest 90% Full |  |  | Continuous Automatic Tank Gauge | [8 empty] | UST Currently In Use: 0; UST Temp Close: 0; AST Currently In Use: 1; AST Temp Closed: 0 | 0 | 0 | 4 | 14798-017-007797 | TALLAPOOSA RIVER ELECTRIC COOPERATIV
41381 | Permanently Closed | 2019-04-08 | 1990-06-25 | 2019-04-09 | Petroleum | Unleaded gasoline | Unleaded gasoline | Industrial | Steel | Steel | Coated & cathodic protection (sti-P3) |  | Fiberglass reinforced plastic |  |  |  | Catchment Basin, Single walled catchment basin | Automatic shutoff device At 95% full, Flow Rest 90% Full | Flow Rest 90% Full |  |  | Continuous Automatic Tank Gauge | [8 empty] | UST Currently In Use: 0; UST Temp Close: 0; AST Currently In Use: 1; AST Temp Closed: 0 | 0 | 0 | 4 | 14798-017-007797 | TALLAPOOSA RIVER ELECTRIC COOPERATIV
41382 | Permanently Closed | 1992-08-01 | 1901-01-01 | 1992-08-01 | Petroleum | Used oil | Used oil |  | Steel | Steel |  |  | Steel |  | 1901-01-01 | [15 empty] | UST Currently In Use: 0; UST Temp Close: 0; AST Currently In Use: 0; AST Temp Closed: 0 | 0 | 0 | 4 | 22176-125-002996 | Circle K Stores, Inc.
41383 | Permanently Closed | 2011-06-02 | 1989-08-31 | 2011-06-02 | Petroleum | Unleaded gasoline | Unleaded gasoline | Retail | Fiberglass reinforced plastic | Fiberglass reinforced plastic |  |  | Fiberglass reinforced plastic |  | 1901-01-01 |  | Catchment Basin, Single walled catchment basin | Automatic shutoff device At 95% full | Automatic shutoff device At 95% full |  |  | Continuous Automatic Tank Gauge |  | Automatic shutoff device (AELLD) | Automatic shutoff device (AELLD) | [5 empty] | UST Currently In Use: 2; UST Temp Close: 0; AST Currently In Use: 0; AST Temp Closed: 0 | 2 | 0 | 3 | 13343-073-015406 | MCCULLOUGH OIL COMPANY, INC.
41384 | Permanently Closed | 2011-06-02 | 1989-08-31 | 2011-06-02 | Petroleum | Premium gasoline | Premium gasoline | Retail | Fiberglass reinforced plastic | Fiberglass reinforced plastic |  |  | Fiberglass reinforced plastic |  | 1901-01-01 |  | Catchment Basin, Single walled catchment basin | Automatic shutoff device At 95% full | Automatic shutoff device At 95% full |  |  | Continuous Automatic Tank Gauge |  | Automatic shutoff device (AELLD) | Automatic shutoff device (AELLD) | [5 empty] | UST Currently In Use: 2; UST Temp Close: 0; AST Currently In Use: 0; AST Temp Closed: 0 | 2 | 0 | 3 | 13343-073-015406 | MCCULLOUGH OIL COMPANY, INC.
41385 | Permanently Closed | 2011-06-02 | 1989-08-31 | 2011-06-02 | Petroleum | On road diesel | On road diesel | Retail | Fiberglass reinforced plastic | Fiberglass reinforced plastic |  |  | Fiberglass reinforced plastic |  | 1901-01-01 |  | Catchment Basin, Single walled catchment basin | Automatic shutoff device At 95% full | Automatic shutoff device At 95% full |  |  | Continuous Automatic Tank Gauge |  | Automatic shutoff device (AELLD) | Automatic shutoff device (AELLD) | [5 empty] | UST Currently In Use: 2; UST Temp Close: 0; AST Currently In Use: 0; AST Temp Closed: 0 | 2 | 0 | 3 | 13343-073-015406 | MCCULLOUGH OIL COMPANY, INC.
41386 | Permanently Closed |  | 1989-08-31 | 2024-03-26 | Petroleum | Unleaded gasoline | Unleaded gasoline | Retail | Fiberglass reinforced plastic, Single Wall, 10K/10K | Single Wall |  |  | Double Wall, Flexible, PISCES | OPW | 2004-04-19 |  | Catchment Basin, Single walled catchment basin | Automatic shutoff device At 95% full, Flow Rest 90% Full | Flow Rest 90% Full |  | SENSOR TO ATG | Continuous Automatic Tank Gauge |  | Automatic shutoff device (AELLD), Containment Sump | Containment Sump | [5 empty] | UST Currently In Use: 0; UST Temp Close: 0; AST Currently In Use: 0; AST Temp Closed: 0 | 0 | 0 | 3 | 13343-073-015405 | MCCULLOUGH OIL COMPANY, INC.
41388 | Permanently Closed |  | 1989-08-31 | 2024-03-26 | Petroleum | Premium gasoline | Premium gasoline | Retail | Fiberglass reinforced plastic, Single Wall | Single Wall |  |  | Double Wall, Flexible, PISCES | OPW | 2004-04-19 |  | Catchment Basin, Single walled catchment basin | Automatic shutoff device At 95% full, Flow Rest 90% Full | Flow Rest 90% Full |  |  | Continuous Automatic Tank Gauge |  | Automatic shutoff device (AELLD), Containment Sump | Containment Sump | [5 empty] | UST Currently In Use: 0; UST Temp Close: 0; AST Currently In Use: 0; AST Temp Closed: 0 | 0 | 0 | 3 | 13343-073-015405 | MCCULLOUGH OIL COMPANY, INC.
41389 | Permanently Closed |  | 1989-08-31 | 2024-03-26 | Petroleum | On road diesel | On road diesel | Retail | Fiberglass reinforced plastic, Single Wall | Single Wall |  |  | Double Wall, Flexible, PISCES | OPW | 2004-04-19 |  | Catchment Basin, Single walled catchment basin | Automatic shutoff device At 95% full, Flow Rest 90% Full | Flow Rest 90% Full |  |  | Continuous Automatic Tank Gauge |  | Automatic shutoff device (AELLD), Containment Sump | Containment Sump | [5 empty] | UST Currently In Use: 0; UST Temp Close: 0; AST Currently In Use: 0; AST Temp Closed: 0 | 0 | 0 | 3 | 13343-073-015405 | MCCULLOUGH OIL COMPANY, INC.
41390 | Permanently Closed | 1998-01-01 | 1977-01-01 | 2001-10-17 | Petroleum | Used oil | Used oil | Retail | Steel | Steel | Field installed cathodic protection, Interior lined (not allowed as a standalone method of corrosion protection) |  | Fiberglass reinforced plastic, Steel |  | 1901-01-01 | Field installed cathodic protection, None | Catchment Basin, EXEMPT | Automatic shutoff device At 95% full, EXEMPT | Automatic shutoff device At 95% full |  |  | Statistical Inventory Reconciliation (SIR) | [5 empty] | Statistical inventory reconciliation (SIR) | Statistical inventory reconciliation (SIR) |  | UST Currently In Use: 0; UST Temp Close: 0; AST Currently In Use: 0; AST Temp Closed: 0 | 0 | 0 | 5 | 21753-015-003935 | FARZANEH, INC.
41391 | Currently in Use |  | 1990-04-30 |  | Petroleum | On road diesel | On road diesel | Local Government | Steel | Steel | Coated & cathodic protection (sti-P3) |  | Fiberglass reinforced plastic |  |  |  | Catchment Basin, Single walled catchment basin | Automatic shutoff device At 95% full | Automatic shutoff device At 95% full |  |  | Statistical Inventory Reconciliation (SIR) | [8 empty] | UST Currently In Use: 1; UST Temp Close: 0; AST Currently In Use: 0; AST Temp Closed: 0 | 1 | 0 | 0 | 14793-121-015238 | TALLADEGA COUNTY BOARD OF EDUCATION
41392 | Currently in Use |  | 1990-04-27 |  | Petroleum | Unleaded gasoline | Unleaded gasoline | Retail | Steel, STIP3 | Steel | Coated & cathodic protection (sti-P3) |  | Fiberglass reinforced plastic |  |  |  | Catchment Basin, Single walled catchment basin | Automatic shutoff device At 95% full | Automatic shutoff device At 95% full |  |  | Statistical Inventory Reconciliation (SIR) |  | Automatic flow restrictor (MLLD) | Automatic flow restrictor (MLLD) |  |  | Statistical inventory reconciliation (SIR) | Statistical inventory reconciliation (SIR) |  | UST Currently In Use: 4; UST Temp Close: 0; AST Currently In Use: 0; AST Temp Closed: 0 | 4 | 0 | 2 | 24378-023-010601 | KASHMIR SINGH
41393 | Currently in Use |  | 1990-04-27 |  | Petroleum | Unleaded gasoline | Unleaded gasoline | Retail | Steel, STIP3 | Steel | Coated & cathodic protection (sti-P3) |  | Fiberglass reinforced plastic |  |  |  | Catchment Basin, Single walled catchment basin | Automatic shutoff device At 95% full | Automatic shutoff device At 95% full |  |  | Statistical Inventory Reconciliation (SIR) |  | Automatic flow restrictor (MLLD) | Automatic flow restrictor (MLLD) |  |  | Statistical inventory reconciliation (SIR) | Statistical inventory reconciliation (SIR) |  | UST Currently In Use: 4; UST Temp Close: 0; AST Currently In Use: 0; AST Temp Closed: 0 | 4 | 0 | 2 | 24378-023-010601 | KASHMIR SINGH
41394 | Currently in Use |  | 1990-04-27 |  | Petroleum | Premium gasoline | Premium gasoline | Retail | Steel, STIP3 | Steel | Coated & cathodic protection (sti-P3) |  | Fiberglass reinforced plastic |  |  |  | Catchment Basin, Single walled catchment basin | Automatic shutoff device At 95% full | Automatic shutoff device At 95% full |  |  | Statistical Inventory Reconciliation (SIR) |  | Automatic flow restrictor (MLLD) | Automatic flow restrictor (MLLD) |  |  | Statistical inventory reconciliation (SIR) | Statistical inventory reconciliation (SIR) |  | UST Currently In Use: 4; UST Temp Close: 0; AST Currently In Use: 0; AST Temp Closed: 0 | 4 | 0 | 2 | 24378-023-010601 | KASHMIR SINGH
41395 | Currently in Use |  | 1990-01-01 |  | Petroleum | On road diesel | On road diesel | Retail | Steel, STIP3 | Steel | Coated & cathodic protection (sti-P3) |  | Fiberglass reinforced plastic |  |  |  | Catchment Basin, Single walled catchment basin | Automatic shutoff device At 95% full | Automatic shutoff device At 95% full |  |  | Statistical Inventory Reconciliation (SIR) |  | Automatic flow restrictor (MLLD) | Automatic flow restrictor (MLLD) |  |  | Statistical inventory reconciliation (SIR) | Statistical inventory reconciliation (SIR) |  | UST Currently In Use: 4; UST Temp Close: 0; AST Currently In Use: 0; AST Temp Closed: 0 | 4 | 0 | 2 | 24378-023-010601 | KASHMIR SINGH
41396 | Permanently Closed | 1999-11-11 | 1987-06-12 | 1999-11-11 | Petroleum | Unleaded gasoline | Unleaded gasoline |  | Steel | Steel | Coated & cathodic protection (sti-P3) |  | Fiberglass reinforced plastic |  | 1901-01-01 | None | [5 empty] | Manual Tank Gauging (only tanks 1000 gal. or less and 48” or 64” in diameter) | [5 empty] | Annual line testing | Annual line testing |  | UST Currently In Use: 0; UST Temp Close: 0; AST Currently In Use: 0; AST Temp Closed: 0 | 0 | 0 | 1 | 12409-069-015239 | Tim Shirley
41397 | Permanently Closed | 2007-04-10 | 1990-11-26 | 2007-04-10 | Petroleum | Unleaded gasoline | Unleaded gasoline | Retail | Steel | Steel | Coated & cathodic protection (sti-P3) |  | Flexible |  | 1901-01-01 |  | Catchment Basin, Single walled catchment basin | Flow Rest 90% Full | Flow Rest 90% Full | [8 empty] | Groundwater monitoring, Statistical inventory reconciliation (SIR) | Statistical inventory reconciliation (SIR) |  | UST Currently In Use: 0; UST Temp Close: 0; AST Currently In Use: 0; AST Temp Closed: 0 | 0 | 0 | 5 | 12740-049-000167 | JET PEP INC.
41398 | Currently in Use |  | 1990-12-03 |  | Petroleum | Unleaded gasoline | Unleaded gasoline | Retail | Double Wall, Fiberglass reinforced plastic | Fiberglass reinforced plastic |  |  | Double Wall, Fiberglass reinforced plastic |  | 1901-01-01 |  | Catchment Basin, Single walled catchment basin | Flow Rest 90% Full | Flow Rest 90% Full |  |  | Continuous Automatic Tank Gauge |  | Automatic shutoff device (AELLD), Containment Sump | Containment Sump | [5 empty] | UST Currently In Use: 4; UST Temp Close: 0; AST Currently In Use: 0; AST Temp Closed: 0 | 4 | 0 | 3 | 24312-071-000822 | HARESH INVESTMENT DBA VICTORY FUELS
41399 | Currently in Use |  | 1990-12-03 |  | Petroleum | Unleaded gasoline | Unleaded gasoline | Retail | Double Wall, Fiberglass reinforced plastic | Fiberglass reinforced plastic |  |  | Double Wall, Fiberglass reinforced plastic |  | 1901-01-01 |  | Catchment Basin, Single walled catchment basin | Flow Rest 90% Full | Flow Rest 90% Full |  |  | Continuous Automatic Tank Gauge |  | Automatic shutoff device (AELLD), Containment Sump | Containment Sump | [5 empty] | UST Currently In Use: 4; UST Temp Close: 0; AST Currently In Use: 0; AST Temp Closed: 0 | 4 | 0 | 3 | 24312-071-000822 | HARESH INVESTMENT DBA VICTORY FUELS
41400 | Currently in Use |  | 1990-12-03 |  | Petroleum | Premium gasoline | Premium gasoline | Retail | Double Wall, Fiberglass reinforced plastic | Fiberglass reinforced plastic |  |  | Double Wall, Fiberglass reinforced plastic |  | 1901-01-01 |  | Catchment Basin, Single walled catchment basin | Flow Rest 90% Full | Flow Rest 90% Full |  |  | Continuous Automatic Tank Gauge |  | Automatic shutoff device (AELLD), Containment Sump | Containment Sump | [5 empty] | UST Currently In Use: 4; UST Temp Close: 0; AST Currently In Use: 0; AST Temp Closed: 0 | 4 | 0 | 3 | 24312-071-000822 | HARESH INVESTMENT DBA VICTORY FUELS
41401 | Currently in Use |  | 1990-12-03 |  | Petroleum | On road diesel | On road diesel | Retail | Double Wall, Fiberglass reinforced plastic | Fiberglass reinforced plastic |  |  | Double Wall, Fiberglass reinforced plastic |  | 1901-01-01 |  | Catchment Basin, Single walled catchment basin | Flow Rest 90% Full | Flow Rest 90% Full |  |  | Continuous Automatic Tank Gauge |  | Automatic shutoff device (AELLD), Containment Sump | Containment Sump | [5 empty] | UST Currently In Use: 4; UST Temp Close: 0; AST Currently In Use: 0; AST Temp Closed: 0 | 4 | 0 | 3 | 24312-071-000822 | HARESH INVESTMENT DBA VICTORY FUELS
41402 | Permanently Closed | 2004-05-24 | 1988-08-17 | 2022-01-04 | Petroleum | Kerosene | Kerosene | Local Government, Retail | Steel | Steel | Coated & cathodic protection (sti-P3), Field installed cathodic protection |  | Steel |  | 1901-01-01 | Field installed cathodic protection | Catchment Basin, Single walled catchment basin | Automatic shutoff device At 95% full | Automatic shutoff device At 95% full |  |  | Statistical Inventory Reconciliation (SIR) | [8 empty] | UST Currently In Use: 0; UST Temp Close: 0; AST Currently In Use: 0; AST Temp Closed: 0 | 0 | 0 | 5 | 25917-113-003736 | CITY OF PHENIX CITY
41403 | Permanently Closed | 1994-08-28 | 1972-03-01 | 1997-01-13 | Petroleum | On road diesel | On road diesel | Bulk facility, Emergency Power Generator | Steel | Steel |  | Painted or None | Steel |  | 1901-01-01 |  | Catchment Basin, Single walled catchment basin |  |  |  |  | Automatic Tank Gauge | [8 empty] | UST Currently In Use: 0; UST Temp Close: 0; AST Currently In Use: 0; AST Temp Closed: 0 | 0 | 0 | 3 | 14482-073-002714 | SOUTHERN CO SERVICES
41404 | Permanently Closed | 1997-01-31 | 1988-05-01 | 1997-01-31 | Petroleum | Unleaded gasoline | Unleaded gasoline | Retail | Fiberglass reinforced plastic | Fiberglass reinforced plastic |  |  | Fiberglass reinforced plastic |  | 1901-01-01 | None | Catchment Basin, Single walled catchment basin | Flow Rest 90% Full | Flow Rest 90% Full | [8 empty] | Annual line testing | Annual line testing |  | UST Currently In Use: 2; UST Temp Close: 0; AST Currently In Use: 0; AST Temp Closed: 0 | 2 | 0 | 3 | 23413-101-015089 | CIRCLE K STORES, INC.
41405 | Permanently Closed | 1997-01-31 | 1988-05-01 | 1997-01-31 | Petroleum | Unleaded gasoline | Unleaded gasoline | Retail | Fiberglass reinforced plastic | Fiberglass reinforced plastic |  |  | Fiberglass reinforced plastic |  | 1901-01-01 | None | Catchment Basin, Single walled catchment basin | Flow Rest 90% Full | Flow Rest 90% Full | [8 empty] | Annual line testing | Annual line testing |  | UST Currently In Use: 2; UST Temp Close: 0; AST Currently In Use: 0; AST Temp Closed: 0 | 2 | 0 | 3 | 23413-101-015089 | CIRCLE K STORES, INC.
41406 | Permanently Closed | 1997-01-31 | 1988-05-01 | 1997-01-31 | Petroleum | Unleaded gasoline | Unleaded gasoline | Retail | Fiberglass reinforced plastic | Fiberglass reinforced plastic |  |  | Fiberglass reinforced plastic |  | 1901-01-01 | None | Catchment Basin, Single walled catchment basin | Flow Rest 90% Full | Flow Rest 90% Full | [8 empty] | Annual line testing | Annual line testing |  | UST Currently In Use: 2; UST Temp Close: 0; AST Currently In Use: 0; AST Temp Closed: 0 | 2 | 0 | 3 | 23413-101-015089 | CIRCLE K STORES, INC.
41407 | Permanently Closed | 2007-07-05 | 1990-02-04 | 2007-07-17 | Petroleum | Unleaded gasoline | Unleaded gasoline | Retail | Steel | Steel | Coated & cathodic protection (sti-P3) |  | Fiberglass reinforced plastic |  | 1901-01-01 |  | Catchment Basin, Single walled catchment basin | Flow Rest 90% Full | Flow Rest 90% Full |  |  | Statistical Inventory Reconciliation (SIR) | [8 empty] | UST Currently In Use: 0; UST Temp Close: 0; AST Currently In Use: 0; AST Temp Closed: 0 | 0 | 0 | 8 | 11654-073-012275 | EDWARD T KEY
41408 | Permanently Closed | 2007-07-05 | 1990-02-04 | 2007-07-17 | Petroleum | Mid-grade gasoline | Mid-grade gasoline | Retail | Steel | Steel | Coated & cathodic protection (sti-P3) |  | Fiberglass reinforced plastic |  | 1901-01-01 |  | Catchment Basin, Single walled catchment basin | Flow Rest 90% Full | Flow Rest 90% Full |  |  | Statistical Inventory Reconciliation (SIR) | [8 empty] | UST Currently In Use: 0; UST Temp Close: 0; AST Currently In Use: 0; AST Temp Closed: 0 | 0 | 0 | 8 | 11654-073-012275 | EDWARD T KEY
41409 | Permanently Closed | 2007-07-05 | 1990-02-04 | 2007-07-17 | Petroleum | Premium gasoline | Premium gasoline | Retail | Steel | Steel | Coated & cathodic protection (sti-P3) |  | Fiberglass reinforced plastic |  | 1901-01-01 |  | Catchment Basin, Single walled catchment basin | Flow Rest 90% Full | Flow Rest 90% Full |  |  | Statistical Inventory Reconciliation (SIR) | [8 empty] | UST Currently In Use: 0; UST Temp Close: 0; AST Currently In Use: 0; AST Temp Closed: 0 | 0 | 0 | 8 | 11654-073-012275 | EDWARD T KEY
41410 | Currently in Use |  | 1990-10-18 |  | Petroleum | Unleaded gasoline | Unleaded gasoline | Industrial | Single Wall, Steel | Steel | Coated & cathodic protection (sti-P3) |  | Double Wall, Fiberglass reinforced plastic |  |  |  | Catchment Basin, Single walled catchment basin | Flow Rest 90% Full | Flow Rest 90% Full |  |  | Continuous Automatic Tank Gauge | Single walled submersible pump containment sump | Automatic flow restrictor (MLLD), Containment Sump | Containment Sump |  |  | Annual line testing | Annual line testing |  | UST Currently In Use: 2; UST Temp Close: 0; AST Currently In Use: 0; AST Temp Closed: 0 | 2 | 0 | 3 | 24510-103-002511 | PARKER TOWING COMPANY INC
41411 | Currently in Use |  | 1990-10-18 |  | Petroleum | On road diesel | On road diesel | Industrial | Single Wall, Steel | Steel | Coated & cathodic protection (sti-P3) |  | Double Wall, Fiberglass reinforced plastic |  |  |  | Catchment Basin, Single walled catchment basin | Flow Rest 90% Full | Flow Rest 90% Full |  |  | Continuous Automatic Tank Gauge | Single walled submersible pump containment sump | Automatic flow restrictor (MLLD), Containment Sump | Containment Sump |  |  | Annual line testing | Annual line testing |  | UST Currently In Use: 2; UST Temp Close: 0; AST Currently In Use: 0; AST Temp Closed: 0 | 2 | 0 | 3 | 24510-103-002511 | PARKER TOWING COMPANY INC
41412 | Temporary Closed | 2019-11-03 | 1990-01-01 |  | Petroleum | Unleaded gasoline | Unleaded gasoline | Retail | Fiberglass reinforced plastic | Fiberglass reinforced plastic |  |  | Fiberglass reinforced plastic |  |  |  | Catchment Basin, Single walled catchment basin | Flow Rest 90% Full | Flow Rest 90% Full |  |  | Continuous Automatic Tank Gauge |  | Automatic flow restrictor (MLLD), Containment Sump | Containment Sump |  |  | Annual line testing | Annual line testing |  | UST Currently In Use: 0; UST Temp Close: 4; AST Currently In Use: 0; AST Temp Closed: 0 | 0 | 4 | 3 | 23564-083-011822 | DIYA, INC.
41414 | Temporary Closed | 2019-11-03 | 1990-01-01 |  | Petroleum | Premium gasoline | Premium gasoline | Retail | Fiberglass reinforced plastic | Fiberglass reinforced plastic |  |  | Fiberglass reinforced plastic |  |  |  | Catchment Basin, Single walled catchment basin | Flow Rest 90% Full | Flow Rest 90% Full |  |  | Continuous Automatic Tank Gauge |  | Automatic flow restrictor (MLLD), Containment Sump | Containment Sump |  |  | Annual line testing | Annual line testing |  | UST Currently In Use: 0; UST Temp Close: 4; AST Currently In Use: 0; AST Temp Closed: 0 | 0 | 4 | 3 | 23564-083-011822 | DIYA, INC.
41415 | Temporary Closed | 2019-11-03 | 1990-01-01 |  | Petroleum | On road diesel | On road diesel | Retail | Fiberglass reinforced plastic | Fiberglass reinforced plastic |  |  | Fiberglass reinforced plastic |  |  |  | Catchment Basin, Single walled catchment basin | Automatic shutoff device At 95% full | Automatic shutoff device At 95% full |  |  | Continuous Automatic Tank Gauge |  | Automatic flow restrictor (MLLD), Containment Sump | Containment Sump |  |  | Annual line testing | Annual line testing |  | UST Currently In Use: 0; UST Temp Close: 4; AST Currently In Use: 0; AST Temp Closed: 0 | 0 | 4 | 3 | 23564-083-011822 | DIYA, INC.
41416 | Temporary Closed | 2019-11-03 | 1986-10-08 |  | Petroleum | Kerosene | Kerosene | Retail | Fiberglass reinforced plastic | Fiberglass reinforced plastic |  |  | Fiberglass reinforced plastic |  |  |  | Catchment Basin, Single walled catchment basin | Flow Rest 90% Full | Flow Rest 90% Full |  |  | Continuous Automatic Tank Gauge | [8 empty] | UST Currently In Use: 0; UST Temp Close: 4; AST Currently In Use: 0; AST Temp Closed: 0 | 0 | 4 | 3 | 23564-083-011822 | DIYA, INC.
41417 | Currently in Use |  | 1990-10-20 |  | Petroleum | Unleaded gasoline | Unleaded gasoline | Retail | Steel | Steel | Coated & cathodic protection (sti-P3) |  | Double Wall, Fiberglass reinforced plastic |  |  |  | Catchment Basin, Single walled catchment basin | Automatic shutoff device At 95% full | Automatic shutoff device At 95% full |  |  | Continuous Automatic Tank Gauge |  | Automatic shutoff device (AELLD) | Automatic shutoff device (AELLD) |  |  | Continuous alarm system | Continuous alarm system |  | UST Currently In Use: 3; UST Temp Close: 0; AST Currently In Use: 0; AST Temp Closed: 0 | 3 | 0 | 3 | 22890-049-003259 | RUSSELL LACEY & RODNEY LACEY
41418 | Currently in Use |  | 1990-10-20 |  | Petroleum | Ethanol free gasoline | Ethanol free gasoline | Retail | Steel | Steel | Coated & cathodic protection (sti-P3) |  | Double Wall, Fiberglass reinforced plastic |  |  |  | Catchment Basin, Single walled catchment basin | Automatic shutoff device At 95% full | Automatic shutoff device At 95% full |  |  | Continuous Automatic Tank Gauge |  | Automatic shutoff device (AELLD) | Automatic shutoff device (AELLD) |  |  | Continuous alarm system | Continuous alarm system |  | UST Currently In Use: 3; UST Temp Close: 0; AST Currently In Use: 0; AST Temp Closed: 0 | 3 | 0 | 3 | 22890-049-003259 | RUSSELL LACEY & RODNEY LACEY
41419 | Currently in Use |  | 1990-10-20 |  | Petroleum | Premium gasoline | Premium gasoline | Retail | Steel | Steel | Coated & cathodic protection (sti-P3) |  | Double Wall, Fiberglass reinforced plastic |  |  |  | Catchment Basin, Single walled catchment basin | Automatic shutoff device At 95% full | Automatic shutoff device At 95% full |  |  | Continuous Automatic Tank Gauge |  | Automatic shutoff device (AELLD) | Automatic shutoff device (AELLD) |  |  | Continuous alarm system | Continuous alarm system |  | UST Currently In Use: 3; UST Temp Close: 0; AST Currently In Use: 0; AST Temp Closed: 0 | 3 | 0 | 3 | 22890-049-003259 | RUSSELL LACEY & RODNEY LACEY
41420 | Cannot Locate or abandoned | 1998-01-01 | 1974-01-01 |  | Petroleum | Unleaded gasoline | Unleaded gasoline |  | Steel | Steel |  | Painted or None | Steel |  | 1901-01-01 | [15 empty] | UST Currently In Use: 0; UST Temp Close: 0; AST Currently In Use: 0; AST Temp Closed: 0 | 0 | 0 | 0 | 17285-073-015407 | S AND J SALES CO INC
41421 | Cannot Locate or abandoned | 1998-01-01 | 1974-01-01 |  | Petroleum | Unleaded gasoline | Unleaded gasoline |  | Steel | Steel |  | Painted or None | Steel |  | 1901-01-01 | [15 empty] | UST Currently In Use: 0; UST Temp Close: 0; AST Currently In Use: 0; AST Temp Closed: 0 | 0 | 0 | 0 | 17285-073-015407 | S AND J SALES CO INC
41422 | Permanently Closed | 2019-01-30 | 1985-01-01 | 2019-03-03 | Petroleum | Unleaded gasoline | Unleaded gasoline | Local government | Steel | Steel | Coated & cathodic protection (sti-P3), Field installed cathodic protection |  | Fiberglass reinforced plastic |  |  |  | Catchment Basin, Single walled catchment basin | Flow Rest 90% Full | Flow Rest 90% Full |  |  | Continuous Automatic Tank Gauge |  | Automatic shutoff device (AELLD) | Automatic shutoff device (AELLD) | [5 empty] | UST Currently In Use: 0; UST Temp Close: 0; AST Currently In Use: 0; AST Temp Closed: 0 | 0 | 0 | 4 | 10599-097-001663 | BOARD OF SCHOOL COMMISSIONERS
41423 | Permanently Closed | 2019-01-30 | 1985-01-01 | 2019-03-03 | Petroleum | On road diesel | On road diesel | Local government | Steel | Steel | Coated & cathodic protection (sti-P3), Field installed cathodic protection |  | Fiberglass reinforced plastic |  |  |  | Catchment Basin, Single walled catchment basin | Flow Rest 90% Full | Flow Rest 90% Full |  |  | Continuous Automatic Tank Gauge |  | Automatic shutoff device (AELLD) | Automatic shutoff device (AELLD) | [5 empty] | UST Currently In Use: 0; UST Temp Close: 0; AST Currently In Use: 0; AST Temp Closed: 0 | 0 | 0 | 4 | 10599-097-001663 | BOARD OF SCHOOL COMMISSIONERS
41424 | Currently in Use |  | 1988-08-08 |  | Petroleum | On road diesel | On road diesel | Retail | Single Wall, Steel | Steel | Coated & cathodic protection (sti-P3) |  | Double Wall, Flexible | APT |  |  | Catchment Basin, Single walled catchment basin | Flow Rest 90% Full | Flow Rest 90% Full |  |  | Continuous Automatic Tank Gauge |  | Containment Sump, MANIFOLDED | Containment Sump |  |  | Other, MANIFOLDED | Other |  | UST Currently In Use: 5; UST Temp Close: 0; AST Currently In Use: 2; AST Temp Closed: 0 | 5 | 0 | 0 | 23429-049-015369 | MUSA PROPERTIES, LLC
41425 | Currently in Use |  | 1988-08-08 |  | Petroleum | On road diesel | On road diesel | Retail | Single Wall, Steel | Steel | Coated & cathodic protection (sti-P3) |  | Double Wall, Flexible | APT |  |  | Catchment Basin, Single walled catchment basin | Flow Rest 90% Full | Flow Rest 90% Full |  |  | Continuous Automatic Tank Gauge |  | Automatic flow restrictor (MLLD), Containment Sump | Containment Sump | Interstitial Monitoring within Secondary Containment | MANUAL/VISUAL CHECK | Annual line testing | Annual line testing |  | UST Currently In Use: 5; UST Temp Close: 0; AST Currently In Use: 2; AST Temp Closed: 0 | 5 | 0 | 0 | 23429-049-015369 | MUSA PROPERTIES, LLC
41426 | Currently in Use |  | 1988-08-08 |  | Petroleum | On road diesel | On road diesel | Retail | Single Wall, Steel | Steel | Coated & cathodic protection (sti-P3) |  | Double Wall, Flexible | APT |  |  | Catchment Basin, Single walled catchment basin | Flow Rest 90% Full | Flow Rest 90% Full |  |  | Continuous Automatic Tank Gauge |  | Automatic flow restrictor (MLLD), Containment Sump | Containment Sump | Interstitial Monitoring within Secondary Containment | MANUAL/VISUAL CHECK | Annual line testing | Annual line testing |  | UST Currently In Use: 5; UST Temp Close: 0; AST Currently In Use: 2; AST Temp Closed: 0 | 5 | 0 | 0 | 23429-049-015369 | MUSA PROPERTIES, LLC
41427 | Permanently Closed | 2010-04-09 | 1987-02-05 | 2018-09-04 | Petroleum | On road diesel | On road diesel | Farm/Residential tank Less Than 1100 gal (Not Regulated) | Single Wall, Steel | Steel | Field installed cathodic protection |  | Single Wall, Steel |  | 1901-01-01 | Field installed cathodic protection | Catchment Basin, Single walled catchment basin | Automatic shutoff device At 95% full | Automatic shutoff device At 95% full |  |  | Statistical Inventory Reconciliation (SIR) | [8 empty] | UST Currently In Use: 0; UST Temp Close: 0; AST Currently In Use: 0; AST Temp Closed: 0 | 0 | 0 | 1 | 21569-083-015370 | SHAW FARMS
41428 | Currently in Use |  | 1990-11-25 |  | Petroleum | Unleaded gasoline | Unleaded gasoline | Retail | Single Wall, Steel | Steel | Coated & cathodic protection (sti-P3) |  | Double Wall, Steel, FG COATED |  |  | Isolated or Above Ground, FLXS ISOLA | Catchment Basin, Single walled catchment basin | Automatic shutoff device At 95% full, Flow Rest 90% Full | Flow Rest 90% Full |  |  | Continuous Automatic Tank Gauge | [8 empty] | UST Currently In Use: 3; UST Temp Close: 0; AST Currently In Use: 0; AST Temp Closed: 0 | 3 | 0 | 0 | 14801-019-015371 | OILOP, INC.
41429 | Currently in Use |  | 1990-11-25 |  | Petroleum | Mid-grade gasoline | Mid-grade gasoline | Retail | Single Wall, Steel | Steel | Coated & cathodic protection (sti-P3) |  | Double Wall, Steel, FG COATED |  |  | Isolated or Above Ground, FLXS ISOLA | Catchment Basin, Single walled catchment basin | Automatic shutoff device At 95% full, Flow Rest 90% Full | Flow Rest 90% Full |  |  | Continuous Automatic Tank Gauge | [8 empty] | UST Currently In Use: 3; UST Temp Close: 0; AST Currently In Use: 0; AST Temp Closed: 0 | 3 | 0 | 0 | 14801-019-015371 | OILOP, INC.
41430 | Currently in Use |  | 1990-11-25 |  | Petroleum | Premium gasoline | Premium gasoline | Retail | Single Wall, Steel | Steel | Coated & cathodic protection (sti-P3) |  | Double Wall, Steel, FG COATED |  |  | Isolated or Above Ground, FLXS ISOLA | Catchment Basin, Single walled catchment basin | Automatic shutoff device At 95% full, Flow Rest 90% Full | Flow Rest 90% Full |  |  | Continuous Automatic Tank Gauge | [8 empty] | UST Currently In Use: 3; UST Temp Close: 0; AST Currently In Use: 0; AST Temp Closed: 0 | 3 | 0 | 0 | 14801-019-015371 | OILOP, INC.
41431 | Currently in Use |  | 1986-02-01 |  | Petroleum | Unleaded gasoline | Unleaded gasoline | Retail | Single Wall, Steel | Steel | Coated & cathodic protection (sti-P3) |  | Fiberglass reinforced plastic, Single Wall |  |  | Other, FLXS ISOLA | Catchment Basin, Single walled catchment basin | Automatic shutoff device At 95% full | Automatic shutoff device At 95% full |  |  | Continuous Automatic Tank Gauge |  | Automatic shutoff device (AELLD) | Automatic shutoff device (AELLD) |  |  | Automatic electronic line leak detector (AELLD) | Automatic electronic line leak detector (AELLD) |  | UST Currently In Use: 3; UST Temp Close: 0; AST Currently In Use: 0; AST Temp Closed: 0 | 3 | 0 | 4 | 24113-073-000066 | SAEED M SALEH
41432 | Currently in Use |  | 1986-01-01 |  | Petroleum | Unleaded gasoline | Unleaded gasoline | Retail | Single Wall, Steel | Steel | Coated & cathodic protection (sti-P3) |  | Fiberglass reinforced plastic, Single Wall |  |  | Other, FLXS ISOLA | Catchment Basin, Single walled catchment basin | Automatic shutoff device At 95% full | Automatic shutoff device At 95% full |  |  | Continuous Automatic Tank Gauge |  | Automatic shutoff device (AELLD) | Automatic shutoff device (AELLD) |  |  | Automatic electronic line leak detector (AELLD) | Automatic electronic line leak detector (AELLD) |  | UST Currently In Use: 3; UST Temp Close: 0; AST Currently In Use: 0; AST Temp Closed: 0 | 3 | 0 | 4 | 24113-073-000066 | SAEED M SALEH
41434 | Currently in Use |  | 1986-01-01 |  | Petroleum | Premium gasoline | Premium gasoline | Retail | Single Wall, Steel | Steel | Coated & cathodic protection (sti-P3) |  | Fiberglass reinforced plastic, Single Wall |  |  | Other, FLXS ISOLA | Catchment Basin, Single walled catchment basin | Automatic shutoff device At 95% full | Automatic shutoff device At 95% full |  |  | Continuous Automatic Tank Gauge |  | Automatic shutoff device (AELLD) | Automatic shutoff device (AELLD) |  |  | Automatic electronic line leak detector (AELLD) | Automatic electronic line leak detector (AELLD) |  | UST Currently In Use: 3; UST Temp Close: 0; AST Currently In Use: 0; AST Temp Closed: 0 | 3 | 0 | 4 | 24113-073-000066 | SAEED M SALEH
41435 | Currently in Use |  | 1990-12-20 |  | Petroleum | Unleaded gasoline | Unleaded gasoline |  | Double Wall, Fiberglass reinforced plastic | Fiberglass reinforced plastic |  |  | Double Wall, Fiberglass reinforced plastic |  | 1901-01-01 | Other, DOUBLEWALL | Catchment Basin, Single walled catchment basin | Automatic shutoff device At 95% full, Flow Rest 90% Full | Flow Rest 90% Full |  | SENSOR TO ATG | Automatic Tank Gauge | Single walled submersible pump containment sump | Automatic flow restrictor (MLLD), Containment Sump | Containment Sump |  | SENSOR TO ATG | Annual line testing, Continuous alarm system | Continuous alarm system |  | UST Currently In Use: 1; UST Temp Close: 0; AST Currently In Use: 0; AST Temp Closed: 0 | 1 | 0 | 2 | 15094-049-002659 | UNITED PARCEL SERVICE
41436 | Permanently Closed | 1991-05-24 | 1901-01-01 | 1991-05-24 | Petroleum | Used oil | Used oil |  | Steel | Steel |  | Painted or None | Steel |  | 1901-01-01 | [15 empty] | UST Currently In Use: 0; UST Temp Close: 0; AST Currently In Use: 0; AST Temp Closed: 0 | 0 | 0 | 4 | 13722-073-002352 | PENSKE TRUCK LEASING CO L P
41437 | Permanently Closed | 1991-05-24 | 1986-01-01 | 1991-05-24 | Petroleum | Other, NEW OIL | Other |  | Steel | Steel |  | Painted or None | Steel |  | 1901-01-01 | [15 empty] | UST Currently In Use: 0; UST Temp Close: 0; AST Currently In Use: 0; AST Temp Closed: 0 | 0 | 0 | 4 | 13722-073-002352 | PENSKE TRUCK LEASING CO L P
41438 | Currently in Use |  | 1990-05-14 |  | Petroleum | Unleaded gasoline | Unleaded gasoline | Retail | Steel | Steel | Coated & cathodic protection (sti-P3) |  | Fiberglass reinforced plastic |  |  |  | Catchment Basin, Single walled catchment basin | Flow Rest 90% Full | Flow Rest 90% Full |  |  | Continuous Automatic Tank Gauge |  | Automatic flow restrictor (MLLD), Containment Sump | Containment Sump |  | SENSOR TO ATG | Annual line testing, Continuous alarm system | Continuous alarm system |  | UST Currently In Use: 3; UST Temp Close: 0; AST Currently In Use: 0; AST Temp Closed: 0 | 3 | 0 | 0 | 13929-097-015275 | PRINCE OIL COMPANY, INC.
41439 | Currently in Use |  | 1990-05-14 |  | Petroleum | Unleaded gasoline | Unleaded gasoline | Retail | Steel | Steel | Coated & cathodic protection (sti-P3) |  | Fiberglass reinforced plastic |  |  |  | Catchment Basin, Single walled catchment basin | Flow Rest 90% Full | Flow Rest 90% Full |  |  | Continuous Automatic Tank Gauge |  | Automatic flow restrictor (MLLD), Containment Sump | Containment Sump |  |  | Annual line testing | Annual line testing |  | UST Currently In Use: 3; UST Temp Close: 0; AST Currently In Use: 0; AST Temp Closed: 0 | 3 | 0 | 0 | 13929-097-015275 | PRINCE OIL COMPANY, INC.
41440 | Permanently Closed | 2006-01-05 | 1990-11-28 | 2015-06-16 | Petroleum | Unleaded gasoline | Unleaded gasoline | Retail | Steel, 3K/3K | Steel | Coated & cathodic protection (sti-P3) |  | Fiberglass reinforced plastic |  |  |  | Catchment Basin, Single walled catchment basin | Flow Rest 90% Full | Flow Rest 90% Full |  |  | Statistical Inventory Reconciliation (SIR) | [8 empty] | UST Currently In Use: 0; UST Temp Close: 0; AST Currently In Use: 0; AST Temp Closed: 0 | 0 | 0 | 6 | 23142-055-001948 | LAURA MATHEWS
41442 | Permanently Closed | 2006-01-05 | 1990-11-28 | 2015-06-16 | Petroleum | Premium gasoline | Premium gasoline | Retail | Steel | Steel | Coated & cathodic protection (sti-P3) |  | Fiberglass reinforced plastic |  |  |  | Catchment Basin, Single walled catchment basin | Flow Rest 90% Full | Flow Rest 90% Full |  |  | Statistical Inventory Reconciliation (SIR) | [8 empty] | UST Currently In Use: 0; UST Temp Close: 0; AST Currently In Use: 0; AST Temp Closed: 0 | 0 | 0 | 6 | 23142-055-001948 | LAURA MATHEWS
41444 | Permanently Closed | 2006-01-05 | 1990-11-28 | 2015-06-16 | Petroleum | On road diesel | On road diesel | Retail | Steel | Steel | Coated & cathodic protection (sti-P3) |  | Fiberglass reinforced plastic |  |  |  | Catchment Basin, Single walled catchment basin | Flow Rest 90% Full | Flow Rest 90% Full |  |  | Statistical Inventory Reconciliation (SIR) | [8 empty] | UST Currently In Use: 0; UST Temp Close: 0; AST Currently In Use: 0; AST Temp Closed: 0 | 0 | 0 | 6 | 23142-055-001948 | LAURA MATHEWS
41445 | Permanently Closed | 1991-11-26 | 1970-01-01 | 1991-11-26 | Petroleum | Unleaded gasoline | Unleaded gasoline | [7 empty] | 1901-01-01 | [15 empty] | UST Currently In Use: 0; UST Temp Close: 0; AST Currently In Use: 0; AST Temp Closed: 0 | 0 | 0 | 2 | 10422-053-000984 | BARBER DAIRIES INC
41446 | Permanently Closed | 1993-03-02 | 1966-01-01 | 1993-03-02 | Petroleum | Unleaded gasoline | Unleaded gasoline | State/federal government | [6 empty] | 1901-01-01 | [12 empty] | Annual line testing | Annual line testing |  | UST Currently In Use: 0; UST Temp Close: 0; AST Currently In Use: 0; AST Temp Closed: 0 | 0 | 0 | 3 | 15140-023-011407 | US FISH & WILDLIFE SERVICE
41447 | Permanently Closed | 1991-09-23 | 1966-01-01 | 1991-09-23 | Petroleum | Unleaded gasoline | Unleaded gasoline | State/federal government | [6 empty] | 1901-01-01 | [12 empty] | Annual line testing | Annual line testing |  | UST Currently In Use: 0; UST Temp Close: 0; AST Currently In Use: 0; AST Temp Closed: 0 | 0 | 0 | 3 | 15140-023-011407 | US FISH & WILDLIFE SERVICE
41448 | Permanently Closed | 2001-01-03 | 1901-01-01 | 2014-09-05 | Petroleum | Unleaded gasoline | Unleaded gasoline | Retail | Steel | Steel | Field installed cathodic protection |  | Steel |  | 1901-01-01 | Field installed cathodic protection | Catchment Basin, Single walled catchment basin | Flow Rest 90% Full | Flow Rest 90% Full | [11 empty] | UST Currently In Use: 0; UST Temp Close: 0; AST Currently In Use: 0; AST Temp Closed: 0 | 0 | 0 | 4 | 24469-043-015408 | JUNIOR T MOODY CONSTRUCTION LLC
41449 | Permanently Closed | 2001-01-03 | 1901-01-01 | 2014-09-05 | Petroleum | Mid-grade gasoline | Mid-grade gasoline | Retail | Steel | Steel | Field installed cathodic protection |  | Steel |  | 1901-01-01 | Field installed cathodic protection | Catchment Basin, Single walled catchment basin | Flow Rest 90% Full | Flow Rest 90% Full | [11 empty] | UST Currently In Use: 0; UST Temp Close: 0; AST Currently In Use: 0; AST Temp Closed: 0 | 0 | 0 | 4 | 24469-043-015408 | JUNIOR T MOODY CONSTRUCTION LLC
41450 | Currently in Use |  | 1989-01-01 |  | Petroleum | Unleaded gasoline | Unleaded gasoline | Retail | Single Wall, Steel | Steel | Coated & cathodic protection (sti-P3) |  | Fiberglass reinforced plastic, Single Wall |  |  |  | Catchment Basin, Single walled catchment basin | Flow Rest 90% Full | Flow Rest 90% Full |  |  | Continuous Automatic Tank Gauge | Direct Bury submersible pump | Automatic flow restrictor (MLLD) | Automatic flow restrictor (MLLD) |  |  | Annual line testing | Annual line testing |  | UST Currently In Use: 4; UST Temp Close: 0; AST Currently In Use: 1; AST Temp Closed: 0 | 4 | 0 | 0 | 25076-043-015409 | HGK, INC.
41451 | Currently in Use |  | 1989-01-01 |  | Petroleum | Premium gasoline | Premium gasoline | Retail | Single Wall, Steel | Steel | Coated & cathodic protection (sti-P3) |  | Fiberglass reinforced plastic, Single Wall |  |  |  | Catchment Basin, Single walled catchment basin | Flow Rest 90% Full | Flow Rest 90% Full |  |  | Continuous Automatic Tank Gauge | Direct Bury submersible pump | Automatic flow restrictor (MLLD) | Automatic flow restrictor (MLLD) |  |  | Annual line testing | Annual line testing |  | UST Currently In Use: 4; UST Temp Close: 0; AST Currently In Use: 1; AST Temp Closed: 0 | 4 | 0 | 0 | 25076-043-015409 | HGK, INC.
41452 | Currently in Use |  | 1989-01-01 |  | Petroleum | On road diesel | On road diesel | Retail | Single Wall, Steel | Steel | Coated & cathodic protection (sti-P3) |  | Fiberglass reinforced plastic, Single Wall |  |  |  | Catchment Basin, Single walled catchment basin | Flow Rest 90% Full | Flow Rest 90% Full |  |  | Continuous Automatic Tank Gauge | Direct Bury submersible pump | Automatic flow restrictor (MLLD) | Automatic flow restrictor (MLLD) |  |  | Annual line testing | Annual line testing |  | UST Currently In Use: 4; UST Temp Close: 0; AST Currently In Use: 1; AST Temp Closed: 0 | 4 | 0 | 0 | 25076-043-015409 | HGK, INC.
41453 | Currently in Use |  | 1989-01-01 |  | Petroleum | Unleaded gasoline | Unleaded gasoline | Retail | Single Wall, Steel | Steel | Coated & cathodic protection (sti-P3) |  | Fiberglass reinforced plastic, Single Wall |  |  |  | Catchment Basin, Single walled catchment basin | Flow Rest 90% Full | Flow Rest 90% Full |  |  | Continuous Automatic Tank Gauge | Direct Bury submersible pump | Automatic flow restrictor (MLLD) | Automatic flow restrictor (MLLD) |  |  | Annual line testing | Annual line testing |  | UST Currently In Use: 4; UST Temp Close: 0; AST Currently In Use: 1; AST Temp Closed: 0 | 4 | 0 | 0 | 25076-043-015409 | HGK, INC.
41454 | Currently in Use |  | 1990-12-18 |  | Petroleum | On road diesel | On road diesel | Retail | Single Wall, Steel | Steel | Coated & cathodic protection (sti-P3) |  | Fiberglass reinforced plastic, Single Wall |  |  | Other, FLXS ISOLA | Catchment Basin, Single walled catchment basin | Flow Rest 90% Full | Flow Rest 90% Full |  |  | Continuous Automatic Tank Gauge | Direct Bury submersible pump | Automatic shutoff device (AELLD) | Automatic shutoff device (AELLD) | [5 empty] | UST Currently In Use: 4; UST Temp Close: 1; AST Currently In Use: 0; AST Temp Closed: 0 | 4 | 1 | 0 | 12300-103-015371 | HAYS AND SON OIL COMPANY, INC.
41455 | Currently in Use |  | 1990-12-18 |  | Petroleum | Unleaded gasoline | Unleaded gasoline | Retail | Single Wall, Steel | Steel | Coated & cathodic protection (sti-P3) |  | Fiberglass reinforced plastic, Single Wall |  |  | Other, FLXS ISOLA | Catchment Basin, Single walled catchment basin | Flow Rest 90% Full | Flow Rest 90% Full |  |  | Continuous Automatic Tank Gauge | Direct Bury submersible pump | Automatic shutoff device (AELLD) | Automatic shutoff device (AELLD) | [5 empty] | UST Currently In Use: 4; UST Temp Close: 1; AST Currently In Use: 0; AST Temp Closed: 0 | 4 | 1 | 0 | 12300-103-015371 | HAYS AND SON OIL COMPANY, INC.
41456 | Temporary Closed | 2013-02-01 | 1990-12-18 |  | Petroleum | Mid-grade gasoline | Mid-grade gasoline | Retail | Single Wall, Steel | Steel | Coated & cathodic protection (sti-P3) |  | Fiberglass reinforced plastic, Single Wall |  |  | Other, FLXS ISOLA | Catchment Basin, Single walled catchment basin | Flow Rest 90% Full | Flow Rest 90% Full |  |  | Continuous Automatic Tank Gauge | Direct Bury submersible pump | Automatic shutoff device (AELLD) | Automatic shutoff device (AELLD) | [5 empty] | UST Currently In Use: 4; UST Temp Close: 1; AST Currently In Use: 0; AST Temp Closed: 0 | 4 | 1 | 0 | 12300-103-015371 | HAYS AND SON OIL COMPANY, INC.
41457 | Currently in Use |  | 1990-12-18 |  | Petroleum | Premium gasoline | Premium gasoline | Retail | Single Wall, Steel | Steel | Coated & cathodic protection (sti-P3) |  | Fiberglass reinforced plastic, Single Wall |  |  | Other, FLXS ISOLA | Catchment Basin, Single walled catchment basin | Flow Rest 90% Full | Flow Rest 90% Full |  |  | Continuous Automatic Tank Gauge | Direct Bury submersible pump | Automatic shutoff device (AELLD) | Automatic shutoff device (AELLD) | [5 empty] | UST Currently In Use: 4; UST Temp Close: 1; AST Currently In Use: 0; AST Temp Closed: 0 | 4 | 1 | 0 | 12300-103-015371 | HAYS AND SON OIL COMPANY, INC.
41458 | Currently in Use |  | 1990-12-18 |  | Petroleum | Other, OFF RD DSL | Other | Retail | Single Wall, Steel | Steel | Coated & cathodic protection (sti-P3) |  | Fiberglass reinforced plastic, Single Wall |  |  | Other, FLXS ISOLA | Catchment Basin, Single walled catchment basin | Flow Rest 90% Full | Flow Rest 90% Full |  |  | Continuous Automatic Tank Gauge | Direct Bury submersible pump | Automatic shutoff device (AELLD) | Automatic shutoff device (AELLD) | [5 empty] | UST Currently In Use: 4; UST Temp Close: 1; AST Currently In Use: 0; AST Temp Closed: 0 | 4 | 1 | 0 | 12300-103-015371 | HAYS AND SON OIL COMPANY, INC.
41459 | Currently in Use |  | 1989-10-01 |  | Petroleum | Mid-grade gasoline | Mid-grade gasoline | Retail | Steel | Steel | Coated & cathodic protection (sti-P3), Field installed cathodic protection |  | Fiberglass reinforced plastic |  | 1901-01-01 |  | Catchment Basin, Single walled catchment basin | Automatic shutoff device At 95% full, Flow Rest 90% Full | Flow Rest 90% Full |  |  | Continuous Automatic Tank Gauge | [8 empty] | UST Currently In Use: 3; UST Temp Close: 0; AST Currently In Use: 0; AST Temp Closed: 0 | 3 | 0 | 3 | 20737-005-007502 | BILLY ROGERS
41460 | Currently in Use |  | 1989-10-01 |  | Petroleum | Premium gasoline | Premium gasoline | Retail | Steel | Steel | Coated & cathodic protection (sti-P3), Field installed cathodic protection |  | Fiberglass reinforced plastic |  | 1901-01-01 |  | Catchment Basin, Single walled catchment basin | Automatic shutoff device At 95% full, Flow Rest 90% Full | Flow Rest 90% Full |  |  | Continuous Automatic Tank Gauge | [8 empty] | UST Currently In Use: 3; UST Temp Close: 0; AST Currently In Use: 0; AST Temp Closed: 0 | 3 | 0 | 3 | 20737-005-007502 | BILLY ROGERS
41461 | Currently in Use |  | 1988-09-01 |  | Petroleum | Premium gasoline | Premium gasoline | Retail | Fiberglass reinforced plastic | Fiberglass reinforced plastic |  |  | Flexible, DBLWALL |  | 1901-01-01 |  | Catchment Basin, Single walled catchment basin | Audible high level alarm At 90% full, Automatic shutoff device At 95% full | Automatic shutoff device At 95% full |  |  | Continuous Automatic Tank Gauge |  | Automatic shutoff device (AELLD), Containment Sump | Containment Sump | [5 empty] | UST Currently In Use: 3; UST Temp Close: 0; AST Currently In Use: 0; AST Temp Closed: 0 | 3 | 0 | 8 | 13364-011-005901 | MCKENZIE OIL COMPANY, INC.
41462 | Currently in Use |  | 1990-11-17 |  | Petroleum | Unleaded gasoline | Unleaded gasoline | Retail | Single Wall, Steel | Steel | Coated & cathodic protection (sti-P3) |  | Fiberglass reinforced plastic, Single Wall |  |  | Other, FLXS ISOLA | Catchment Basin, Single walled catchment basin | Flow Rest 90% Full | Flow Rest 90% Full |  |  | Continuous Automatic Tank Gauge |  | Automatic flow restrictor (MLLD) | Automatic flow restrictor (MLLD) |  |  | Annual line testing | Annual line testing |  | UST Currently In Use: 4; UST Temp Close: 0; AST Currently In Use: 0; AST Temp Closed: 0 | 4 | 0 | 0 | 26019-097-015276 | KARO'S FOODMART
41463 | Currently in Use |  | 1990-11-17 |  | Petroleum | Unleaded gasoline | Unleaded gasoline | Retail | Single Wall, Steel | Steel | Coated & cathodic protection (sti-P3) |  | Fiberglass reinforced plastic, Single Wall |  |  | Other, FLXS ISOLA | Catchment Basin, Single walled catchment basin | Flow Rest 90% Full | Flow Rest 90% Full |  |  | Continuous Automatic Tank Gauge |  | Automatic flow restrictor (MLLD) | Automatic flow restrictor (MLLD) |  |  | Annual line testing | Annual line testing |  | UST Currently In Use: 4; UST Temp Close: 0; AST Currently In Use: 0; AST Temp Closed: 0 | 4 | 0 | 0 | 26019-097-015276 | KARO'S FOODMART
41464 | Currently in Use |  | 1990-11-17 |  | Petroleum | Premium gasoline | Premium gasoline | Retail | Single Wall, Steel | Steel | Coated & cathodic protection (sti-P3) |  | Fiberglass reinforced plastic, Single Wall |  |  | Other, FLXS ISOLA | Catchment Basin, Single walled catchment basin | Flow Rest 90% Full | Flow Rest 90% Full |  |  | Continuous Automatic Tank Gauge |  | Automatic flow restrictor (MLLD) | Automatic flow restrictor (MLLD) |  |  | Annual line testing | Annual line testing |  | UST Currently In Use: 4; UST Temp Close: 0; AST Currently In Use: 0; AST Temp Closed: 0 | 4 | 0 | 0 | 26019-097-015276 | KARO'S FOODMART
41465 | Currently in Use |  | 1990-11-17 |  | Petroleum | On road diesel | On road diesel | Retail | Single Wall, Steel | Steel | Coated & cathodic protection (sti-P3) |  | Fiberglass reinforced plastic, Single Wall |  |  | Other, FLXS ISOLA | Catchment Basin, Single walled catchment basin | Flow Rest 90% Full | Flow Rest 90% Full |  |  | Continuous Automatic Tank Gauge |  | Automatic flow restrictor (MLLD) | Automatic flow restrictor (MLLD) |  |  | Annual line testing | Annual line testing |  | UST Currently In Use: 4; UST Temp Close: 0; AST Currently In Use: 0; AST Temp Closed: 0 | 4 | 0 | 0 | 26019-097-015276 | KARO'S FOODMART
41466 | Permanently Closed | 2000-01-14 | 1978-01-01 | 2000-01-14 | Petroleum | Unleaded gasoline | Unleaded gasoline | Retail | Steel | Steel | Field installed cathodic protection |  | Steel |  | 1901-01-01 | Field installed cathodic protection | Catchment Basin, Single walled catchment basin | Automatic shutoff device At 95% full | Automatic shutoff device At 95% full |  |  | Continuous Automatic Tank Gauge |  |  |  | Interstitial Monitoring within Secondary Containment |  | Annual line testing | Annual line testing |  | UST Currently In Use: 0; UST Temp Close: 0; AST Currently In Use: 0; AST Temp Closed: 0 | 0 | 0 | 2 | 13434-099-015277 | MIDDLETON OIL COMPANY, INC.
41467 | Permanently Closed | 2000-01-14 | 1978-01-01 | 2000-01-14 | Petroleum | Unleaded gasoline | Unleaded gasoline |  | Steel | Steel | Field installed cathodic protection |  | Steel |  | 1901-01-01 | Field installed cathodic protection | Catchment Basin, Single walled catchment basin | Automatic shutoff device At 95% full | Automatic shutoff device At 95% full | [6 empty] | Interstitial Monitoring within Secondary Containment |  | Annual line testing | Annual line testing |  | UST Currently In Use: 0; UST Temp Close: 0; AST Currently In Use: 0; AST Temp Closed: 0 | 0 | 0 | 2 | 13434-099-015277 | MIDDLETON OIL COMPANY, INC.
41468 | Permanently Closed | 2007-09-20 | 1986-03-01 |  | Petroleum | Unleaded gasoline | Unleaded gasoline | Retail | Steel | Steel | Coated & cathodic protection (sti-P3) |  | Flexible, FLEX |  | 1901-01-01 | None | Catchment Basin, Single walled catchment basin | Audible high level alarm At 90% full, Flow Rest 90% Full | Flow Rest 90% Full |  |  | Automatic Tank Gauge |  |  |  | Interstitial Monitoring within Secondary Containment |  | Continuous alarm system | Continuous alarm system |  | UST Currently In Use: 0; UST Temp Close: 0; AST Currently In Use: 0; AST Temp Closed: 0 | 0 | 0 | 3 | 12920-003-015278 | JUNIOR FOOD STORES OF WEST FLORIDA
41469 | Permanently Closed | 2007-09-20 | 1986-03-01 |  | Petroleum | Mid-grade gasoline | Mid-grade gasoline | Retail | Steel | Steel | Coated & cathodic protection (sti-P3) |  | Flexible, FLEX |  | 1901-01-01 | None | Catchment Basin, Single walled catchment basin | Audible high level alarm At 90% full, Flow Rest 90% Full | Flow Rest 90% Full |  |  | Automatic Tank Gauge |  |  |  | Interstitial Monitoring within Secondary Containment |  | Continuous alarm system | Continuous alarm system |  | UST Currently In Use: 0; UST Temp Close: 0; AST Currently In Use: 0; AST Temp Closed: 0 | 0 | 0 | 3 | 12920-003-015278 | JUNIOR FOOD STORES OF WEST FLORIDA
41470 | Permanently Closed | 2007-09-20 | 1986-03-01 |  | Petroleum | Premium gasoline | Premium gasoline | Retail | Steel | Steel | Coated & cathodic protection (sti-P3) |  | Flexible, FLEX |  | 1901-01-01 | None | Catchment Basin, Single walled catchment basin | Audible high level alarm At 90% full, Flow Rest 90% Full | Flow Rest 90% Full |  |  | Automatic Tank Gauge |  |  |  | Interstitial Monitoring within Secondary Containment |  | Continuous alarm system | Continuous alarm system |  | UST Currently In Use: 0; UST Temp Close: 0; AST Currently In Use: 0; AST Temp Closed: 0 | 0 | 0 | 3 | 12920-003-015278 | JUNIOR FOOD STORES OF WEST FLORIDA
41471 | Currently in Use |  | 1990-12-01 |  | Petroleum | Premium gasoline | Premium gasoline | Retail | Single Wall, Steel | Steel | Coated & cathodic protection (sti-P3) |  | Fiberglass reinforced plastic, Single Wall |  | 1901-01-01 |  | Catchment Basin, Single walled catchment basin | Flow Rest 90% Full | Flow Rest 90% Full |  |  | Automatic Tank Gauge |  | Automatic flow restrictor (MLLD) | Automatic flow restrictor (MLLD) |  |  | Annual line testing | Annual line testing |  | UST Currently In Use: 4; UST Temp Close: 1; AST Currently In Use: 0; AST Temp Closed: 0 | 4 | 1 | 5 | 22568-089-003905 | VICKY T. NGUYEN
41472 | Currently in Use |  | 1990-12-01 |  | Petroleum | Mid-grade gasoline | Mid-grade gasoline | Retail | Single Wall, Steel | Steel | Coated & cathodic protection (sti-P3) |  | Fiberglass reinforced plastic, Single Wall |  | 1901-01-01 |  | Catchment Basin, Single walled catchment basin | Flow Rest 90% Full | Flow Rest 90% Full |  |  | Automatic Tank Gauge |  | Automatic flow restrictor (MLLD) | Automatic flow restrictor (MLLD) |  |  | Annual line testing | Annual line testing |  | UST Currently In Use: 4; UST Temp Close: 1; AST Currently In Use: 0; AST Temp Closed: 0 | 4 | 1 | 5 | 22568-089-003905 | VICKY T. NGUYEN
41473 | Currently in Use |  | 1990-12-01 |  | Petroleum | On road diesel | On road diesel | Retail | Single Wall, Steel | Steel | Coated & cathodic protection (sti-P3) |  | Fiberglass reinforced plastic, Single Wall |  | 1901-01-01 |  | Catchment Basin, Single walled catchment basin | Flow Rest 90% Full | Flow Rest 90% Full |  |  | Automatic Tank Gauge |  | Automatic flow restrictor (MLLD) | Automatic flow restrictor (MLLD) |  |  | Annual line testing | Annual line testing |  | UST Currently In Use: 4; UST Temp Close: 1; AST Currently In Use: 0; AST Temp Closed: 0 | 4 | 1 | 5 | 22568-089-003905 | VICKY T. NGUYEN
41474 | Temporary Closed | 2019-10-26 | 1990-12-01 |  | Petroleum | Kerosene | Kerosene | Retail | Single Wall, Steel | Steel | Coated & cathodic protection (sti-P3) |  | Fiberglass reinforced plastic, Single Wall |  | 1901-01-01 |  | Catchment Basin, Single walled catchment basin | Flow Rest 90% Full | Flow Rest 90% Full |  |  | Automatic Tank Gauge | [8 empty] | UST Currently In Use: 4; UST Temp Close: 1; AST Currently In Use: 0; AST Temp Closed: 0 | 4 | 1 | 5 | 22568-089-003905 | VICKY T. NGUYEN
41475 | Permanently Closed | 1992-05-18 | 1967-01-01 | 1992-05-18 | Petroleum | Unleaded gasoline | Unleaded gasoline | State/federal government | Steel | Steel |  |  |  |  | 1901-01-01 | None | [14 empty] | UST Currently In Use: 0; UST Temp Close: 0; AST Currently In Use: 1; AST Temp Closed: 0 | 0 | 0 | 3 | 17304-033-015372 | NATCHEZ TRACE PARKWAY
41476 | Permanently Closed | 1992-05-18 | 1967-01-01 | 1992-05-18 | Petroleum | On road diesel | On road diesel | State/federal government | Steel | Steel |  |  |  |  | 1901-01-01 | None | [14 empty] | UST Currently In Use: 0; UST Temp Close: 0; AST Currently In Use: 1; AST Temp Closed: 0 | 0 | 0 | 3 | 17304-033-015372 | NATCHEZ TRACE PARKWAY
41477 | Permanently Closed | 1992-05-18 | 1967-01-01 | 1992-05-18 | Petroleum | Unleaded gasoline | Unleaded gasoline | State/federal government | Steel | Steel |  |  |  |  | 1901-01-01 | None | [11 empty] | Annual line testing | Annual line testing |  | UST Currently In Use: 0; UST Temp Close: 0; AST Currently In Use: 1; AST Temp Closed: 0 | 0 | 0 | 3 | 17304-033-015372 | NATCHEZ TRACE PARKWAY
41478 | Permanently Closed | 2004-06-09 | 1990-07-20 | 2004-06-09 | Petroleum | Unleaded gasoline | Unleaded gasoline | Retail | Steel | Steel | Coated & cathodic protection (sti-P3) |  | Fiberglass reinforced plastic |  | 1901-01-01 |  | Catchment Basin, Single walled catchment basin | Automatic shutoff device At 95% full, Flow Rest 90% Full | Flow Rest 90% Full |  |  | Statistical Inventory Reconciliation (SIR) | [5 empty] | Annual line testing, Statistical inventory reconciliation (SIR) | Statistical inventory reconciliation (SIR) |  | UST Currently In Use: 0; UST Temp Close: 0; AST Currently In Use: 0; AST Temp Closed: 0 | 0 | 0 | 6 | 13252-063-007046 | MAPLES GAS COMPANY
41479 | Permanently Closed | 2004-06-09 | 1990-07-20 | 2004-06-09 | Petroleum | Premium gasoline | Premium gasoline | Retail | Steel | Steel | Coated & cathodic protection (sti-P3) |  | Fiberglass reinforced plastic |  | 1901-01-01 |  | Catchment Basin, Single walled catchment basin | Automatic shutoff device At 95% full, Flow Rest 90% Full | Flow Rest 90% Full |  |  | Statistical Inventory Reconciliation (SIR) | [5 empty] | Annual line testing, Statistical inventory reconciliation (SIR) | Statistical inventory reconciliation (SIR) |  | UST Currently In Use: 0; UST Temp Close: 0; AST Currently In Use: 0; AST Temp Closed: 0 | 0 | 0 | 6 | 13252-063-007046 | MAPLES GAS COMPANY
41480 | Currently in Use |  | 1988-05-01 |  | Petroleum | Unleaded gasoline | Unleaded gasoline | Retail | Steel | Steel | Coated & cathodic protection (sti-P3) |  | Fiberglass reinforced plastic |  |  |  | Catchment Basin, Single walled catchment basin | Flow Rest 90% Full | Flow Rest 90% Full |  |  | Automatic Tank Gauge |  | Automatic flow restrictor (MLLD) | Automatic flow restrictor (MLLD) |  |  | Annual line testing | Annual line testing |  | UST Currently In Use: 4; UST Temp Close: 0; AST Currently In Use: 0; AST Temp Closed: 0 | 4 | 0 | 0 | 25546-021-015091 | HEADLEY FOOD MARTS
41481 | Currently in Use |  | 1988-05-01 |  | Petroleum | Unleaded gasoline | Unleaded gasoline | Retail | Steel | Steel | Coated & cathodic protection (sti-P3) |  | Fiberglass reinforced plastic |  |  |  | Catchment Basin, Single walled catchment basin | Flow Rest 90% Full | Flow Rest 90% Full |  |  | Automatic Tank Gauge |  | Automatic flow restrictor (MLLD) | Automatic flow restrictor (MLLD) |  |  | Annual line testing | Annual line testing |  | UST Currently In Use: 4; UST Temp Close: 0; AST Currently In Use: 0; AST Temp Closed: 0 | 4 | 0 | 0 | 25546-021-015091 | HEADLEY FOOD MARTS
41482 | Currently in Use |  | 1988-05-01 |  | Petroleum | Premium gasoline | Premium gasoline | Retail | Steel | Steel | Coated & cathodic protection (sti-P3) |  | Fiberglass reinforced plastic |  |  |  | Catchment Basin, Single walled catchment basin | Flow Rest 90% Full | Flow Rest 90% Full |  |  | Automatic Tank Gauge |  | Automatic flow restrictor (MLLD) | Automatic flow restrictor (MLLD) |  |  | Annual line testing | Annual line testing |  | UST Currently In Use: 4; UST Temp Close: 0; AST Currently In Use: 0; AST Temp Closed: 0 | 4 | 0 | 0 | 25546-021-015091 | HEADLEY FOOD MARTS
41483 | Currently in Use |  | 1988-05-01 |  | Petroleum | On road diesel | On road diesel | Retail | Steel | Steel | Coated & cathodic protection (sti-P3) |  | Fiberglass reinforced plastic |  |  |  | Catchment Basin, Single walled catchment basin | Flow Rest 90% Full | Flow Rest 90% Full |  |  | Automatic Tank Gauge |  | Automatic flow restrictor (MLLD) | Automatic flow restrictor (MLLD) |  |  | Annual line testing | Annual line testing |  | UST Currently In Use: 4; UST Temp Close: 0; AST Currently In Use: 0; AST Temp Closed: 0 | 4 | 0 | 0 | 25546-021-015091 | HEADLEY FOOD MARTS
41484 | Permanently Closed | 2010-12-10 | 1990-09-30 | 2012-05-15 | Petroleum | Unleaded gasoline | Unleaded gasoline | State/federal government | Fiberglass reinforced plastic | Fiberglass reinforced plastic |  |  | Fiberglass reinforced plastic |  | 1901-01-01 |  | Catchment Basin, Single walled catchment basin | Flow Rest 90% Full | Flow Rest 90% Full |  |  | Continuous Automatic Tank Gauge |  | Automatic shutoff device (AELLD) | Automatic shutoff device (AELLD) | Interstitial Monitoring within Secondary Containment |  |  |  |  | UST Currently In Use: 0; UST Temp Close: 0; AST Currently In Use: 0; AST Temp Closed: 0 | 0 | 0 | 7 | 14670-093-002988 | ALDOT WEST CENTRAL NORTH DIST 59
41485 | Permanently Closed | 2011-02-25 | 1990-09-30 | 2012-05-12 | Petroleum | On road diesel | On road diesel | State/federal government | Fiberglass reinforced plastic | Fiberglass reinforced plastic |  |  | Fiberglass reinforced plastic |  | 1901-01-01 | None | Catchment Basin, Single walled catchment basin | Flow Rest 90% Full | Flow Rest 90% Full |  |  | Continuous Automatic Tank Gauge |  | Automatic shutoff device (AELLD) | Automatic shutoff device (AELLD) | Interstitial Monitoring within Secondary Containment |  |  |  |  | UST Currently In Use: 0; UST Temp Close: 0; AST Currently In Use: 0; AST Temp Closed: 0 | 0 | 0 | 7 | 14670-093-002988 | ALDOT WEST CENTRAL NORTH DIST 59
41486 | Permanently Closed | 1998-06-16 | 1987-11-09 | 1998-06-16 | Petroleum | On road diesel | On road diesel |  | Fiberglass reinforced plastic | Fiberglass reinforced plastic |  |  | Fiberglass reinforced plastic |  | 1901-01-01 | None | Catchment Basin, Single walled catchment basin | [13 empty] | UST Currently In Use: 0; UST Temp Close: 0; AST Currently In Use: 0; AST Temp Closed: 0 | 0 | 0 | 4 | 16956-073-006235 | U HAUL REAL ESTATE CO
41487 | Permanently Closed | 1998-06-16 | 1982-09-02 | 1998-06-16 | Petroleum | Used oil | Used oil |  | Steel | Steel |  | Painted or None | Steel |  | 1901-01-01 | None | [5 empty] | Manual Tank Gauging (only tanks 1000 gal. or less and 48” or 64” in diameter) | [8 empty] | UST Currently In Use: 0; UST Temp Close: 0; AST Currently In Use: 0; AST Temp Closed: 0 | 0 | 0 | 4 | 16956-073-006235 | U HAUL REAL ESTATE CO
41488 | Temporary Closed | 2011-09-01 | 1988-08-11 |  | Petroleum | On road diesel | On road diesel | Retail | Single Wall, Steel | Steel | Coated & cathodic protection (sti-P3) |  | Fiberglass reinforced plastic, Single Wall |  | 1901-01-01 |  | Catchment Basin, Single walled catchment basin | Automatic shutoff device At 95% full | Automatic shutoff device At 95% full |  |  |  |  | Automatic flow restrictor (MLLD) | Automatic flow restrictor (MLLD) |  |  | Annual line testing | Annual line testing |  | UST Currently In Use: 0; UST Temp Close: 3; AST Currently In Use: 0; AST Temp Closed: 0 | 0 | 3 | 0 | 24348-073-015410 | SAYRE BAR & GRILL
41489 | Temporary Closed | 2011-09-01 | 1988-08-11 |  | Petroleum | Unleaded gasoline | Unleaded gasoline | Retail | Single Wall, Steel | Steel | Coated & cathodic protection (sti-P3) |  | Fiberglass reinforced plastic, Single Wall |  | 1901-01-01 |  | Catchment Basin, Single walled catchment basin | Automatic shutoff device At 95% full | Automatic shutoff device At 95% full |  |  |  |  | Automatic flow restrictor (MLLD) | Automatic flow restrictor (MLLD) |  |  | Annual line testing | Annual line testing |  | UST Currently In Use: 0; UST Temp Close: 3; AST Currently In Use: 0; AST Temp Closed: 0 | 0 | 3 | 0 | 24348-073-015410 | SAYRE BAR & GRILL
41490 | Temporary Closed | 2011-09-01 | 1988-08-11 |  | Petroleum | Unleaded gasoline | Unleaded gasoline | Retail | Steel | Steel | Coated & cathodic protection (sti-P3) |  | Fiberglass reinforced plastic |  | 1901-01-01 |  | Catchment Basin, Single walled catchment basin | Automatic shutoff device At 95% full | Automatic shutoff device At 95% full |  |  |  |  | Automatic flow restrictor (MLLD) | Automatic flow restrictor (MLLD) |  |  | Annual line testing | Annual line testing |  | UST Currently In Use: 0; UST Temp Close: 3; AST Currently In Use: 0; AST Temp Closed: 0 | 0 | 3 | 0 | 24348-073-015410 | SAYRE BAR & GRILL
41491 | Permanently Closed | 1989-01-01 | 1971-01-01 | 1994-05-24 | Petroleum | On road diesel | On road diesel | Emergency Power Generator, State/Federal Government | Steel | Steel |  | Painted or None | Other, COPPER |  | 1901-01-01 | [15 empty] | UST Currently In Use: 0; UST Temp Close: 0; AST Currently In Use: 34; AST Temp Closed: 2 | 0 | 0 | 37 | 13603-089-004028 | NASA GEORGE C MARSHALL SPACE CENTER
41492 | Permanently Closed | 1996-07-01 | 1984-05-09 | 1999-12-15 | Petroleum | On road diesel | On road diesel |  | Fiberglass coated steel | Fiberglass coated steel |  |  |  |  | 1901-01-01 | [15 empty] | UST Currently In Use: 0; UST Temp Close: 0; AST Currently In Use: 0; AST Temp Closed: 0 | 0 | 0 | 1 | 17218-097-015279 | DIXIE DRAYAGE INC
41493 | Permanently Closed | 1997-12-04 | 1984-07-01 | 2000-04-05 | Petroleum | Unleaded gasoline | Unleaded gasoline |  | Steel | Steel |  | Painted or None | Steel |  | 1901-01-01 | None | [5 empty] | Manual Tank Gauging (only tanks 1000 gal. or less and 48” or 64” in diameter) | [8 empty] | UST Currently In Use: 0; UST Temp Close: 0; AST Currently In Use: 0; AST Temp Closed: 0 | 0 | 0 | 1 | 17746-003-015280 | OSCAR WATERS
41494 | Permanently Closed | 2008-10-29 | 1990-11-09 | 2014-04-15 | Petroleum | Unleaded gasoline | Unleaded gasoline | Retail | Steel | Steel | Coated & cathodic protection (sti-P3) |  | Fiberglass reinforced plastic |  |  |  | Catchment Basin, Single walled catchment basin | Flow Rest 90% Full | Flow Rest 90% Full |  |  | Continuous Automatic Tank Gauge, Statistical Inventory Reconciliation (SIR) | [8 empty] | UST Currently In Use: 1; UST Temp Close: 0; AST Currently In Use: 0; AST Temp Closed: 0 | 1 | 0 | 2 | 25723-097-015281 | SILVERTONE ENTERPRISES LLC
41495 | Permanently Closed | 2008-10-29 | 1990-11-09 | 2014-04-15 | Petroleum | Premium gasoline | Premium gasoline | Retail | Steel | Steel | Coated & cathodic protection (sti-P3) |  | Fiberglass reinforced plastic |  |  |  | Catchment Basin, Single walled catchment basin | Flow Rest 90% Full | Flow Rest 90% Full |  |  | Continuous Automatic Tank Gauge, Statistical Inventory Reconciliation (SIR) | [8 empty] | UST Currently In Use: 1; UST Temp Close: 0; AST Currently In Use: 0; AST Temp Closed: 0 | 1 | 0 | 2 | 25723-097-015281 | SILVERTONE ENTERPRISES LLC
41497 | Permanently Closed | 1988-03-29 | 1972-10-01 | 1988-03-29 | Petroleum | On road diesel | On road diesel | Emergency power generator | Steel | Steel |  | Painted or None |  |  | 1901-01-01 | [15 empty] | UST Currently In Use: 1; UST Temp Close: 0; AST Currently In Use: 0; AST Temp Closed: 0 | 1 | 0 | 2 | 14462-101-015283 | BELLSOUTH TELECOMM. DBA AT&T ALA.
41498 | Permanently Closed | 1994-07-05 | 1982-06-30 | 1994-07-05 | Petroleum | Unleaded gasoline | Unleaded gasoline | Emergency power generator | Steel | Steel |  | Painted or None | Other, COPPER |  | 1901-01-01 | Other, PVC | Catchment Basin, Single walled catchment basin | Audible high level alarm At 90% full | Audible high level alarm At 90% full |  |  | Automatic Tank Gauge | [8 empty] | UST Currently In Use: 0; UST Temp Close: 0; AST Currently In Use: 1; AST Temp Closed: 0 | 0 | 0 | 1 | 14462-007-015284 | BELLSOUTH TELECOMM. DBA AT&T ALA.
41499 | Permanently Closed | 1997-06-04 | 1990-04-25 | 1997-06-04 | Petroleum | On road diesel | On road diesel | Emergency power generator | Fiberglass reinforced plastic | Fiberglass reinforced plastic |  |  | Other, COPPER |  | 1901-01-01 | Other, FRP | Catchment Basin, Single walled catchment basin | Audible high level alarm At 90% full | Audible high level alarm At 90% full | Interstitial Monitoring within Secondary Containment |  | Automatic Tank Gauge | [8 empty] | UST Currently In Use: 0; UST Temp Close: 0; AST Currently In Use: 0; AST Temp Closed: 0 | 0 | 0 | 1 | 14462-003-015285 | BELLSOUTH TELECOMM. DBA AT&T ALA.
41500 | Permanently Closed | 1998-05-06 | 1990-08-20 | 1998-05-06 | Petroleum | On road diesel | On road diesel | Emergency power generator | Fiberglass reinforced plastic | Fiberglass reinforced plastic |  |  | Other, COPPER |  | 1901-01-01 | Other, FRP | Catchment Basin, Single walled catchment basin | Audible high level alarm At 90% full | Audible high level alarm At 90% full | Interstitial Monitoring within Secondary Containment |  | Automatic Tank Gauge | [8 empty] | UST Currently In Use: 0; UST Temp Close: 0; AST Currently In Use: 0; AST Temp Closed: 0 | 0 | 0 | 1 | 14462-013-015286 | BELLSOUTH TELECOMM. DBA AT&T ALA.
41501 | Permanently Closed | 1997-06-04 | 1990-04-08 | 1997-06-04 | Petroleum | On road diesel | On road diesel | Emergency power generator | Fiberglass reinforced plastic | Fiberglass reinforced plastic |  |  | Other, COPPER |  | 1901-01-01 | Other, PVC | Catchment Basin, Single walled catchment basin | Audible high level alarm At 90% full | Audible high level alarm At 90% full |  |  | Automatic Tank Gauge | [8 empty] | UST Currently In Use: 0; UST Temp Close: 0; AST Currently In Use: 0; AST Temp Closed: 0 | 0 | 0 | 1 | 14462-053-015287 | BELLSOUTH TELECOMM. DBA AT&T ALA.
41502 | Permanently Closed | 1983-06-01 | 1983-06-01 | 1983-06-01 | Petroleum | Unleaded gasoline | Unleaded gasoline | Emergency power generator | Steel | Steel |  | Painted or None | Other, COPPER |  | 1901-01-01 | [15 empty] | UST Currently In Use: 0; UST Temp Close: 0; AST Currently In Use: 0; AST Temp Closed: 0 | 0 | 0 | 1 | 14462-127-015288 | BELLSOUTH TELECOMM. DBA AT&T ALA.
41503 | Permanently Closed | 1989-08-21 | 1966-01-01 | 1989-08-21 | Petroleum | On road diesel | On road diesel | Emergency power generator | Steel | Steel |  |  | Other, COPPER |  | 1901-01-01 | [12 empty] | Annual line testing | Annual line testing |  | UST Currently In Use: 0; UST Temp Close: 0; AST Currently In Use: 0; AST Temp Closed: 0 | 0 | 0 | 2 | 14462-051-015289 | BELLSOUTH TELECOMM. DBA AT&T ALA.
41504 | Currently in Use |  | 1990-10-19 |  | Petroleum | Unleaded gasoline | Unleaded gasoline | Retail | Fiberglass reinforced plastic, Single Wall | Single Wall |  |  | Double Wall, Fiberglass reinforced plastic |  | 1901-01-01 | None | Catchment Basin, Single walled catchment basin | Automatic shutoff device At 95% full, Flow Rest 90% Full | Flow Rest 90% Full | Interstitial Monitoring within Secondary Containment | SENSOR TO ATG | Automatic Tank Gauge |  | Automatic flow restrictor (MLLD) | Automatic flow restrictor (MLLD) |  |  | Annual line testing | Annual line testing |  | UST Currently In Use: 2; UST Temp Close: 0; AST Currently In Use: 0; AST Temp Closed: 0 | 2 | 0 | 2 | 24581-073-014372 | MORRIS INVESTMENTS LLC
41505 | Currently in Use |  | 1990-10-19 |  | Petroleum | Premium gasoline | Premium gasoline | Retail | Fiberglass reinforced plastic, Single Wall | Single Wall |  |  | Fiberglass reinforced plastic |  | 1901-01-01 | None | Catchment Basin, Single walled catchment basin | Automatic shutoff device At 95% full, Flow Rest 90% Full | Flow Rest 90% Full |  |  | Automatic Tank Gauge |  | Automatic flow restrictor (MLLD) | Automatic flow restrictor (MLLD) |  |  | Annual line testing | Annual line testing |  | UST Currently In Use: 2; UST Temp Close: 0; AST Currently In Use: 0; AST Temp Closed: 0 | 2 | 0 | 2 | 24581-073-014372 | MORRIS INVESTMENTS LLC
41506 | Permanently Closed | 1993-06-01 | 1973-01-01 | 1993-06-01 | Petroleum | Used oil | Used oil |  | Steel | Steel |  | Painted or None | Steel |  | 1901-01-01 | [6 empty] | Manual Tank Gauging (only tanks 1000 gal. or less and 48” or 64” in diameter) | [8 empty] | UST Currently In Use: 0; UST Temp Close: 0; AST Currently In Use: 0; AST Temp Closed: 0 | 0 | 0 | 5 | 13652-115-000661 | THE NOLEN CO INC
41507 | Permanently Closed | 2003-04-22 | 1990-11-15 | 2004-09-03 | Petroleum | Unleaded gasoline | Unleaded gasoline | Industrial | Steel | Steel | Coated & cathodic protection (sti-P3) |  | Fiberglass reinforced plastic |  | 1901-01-01 |  | Catchment Basin, Single walled catchment basin | Automatic shutoff device At 95% full | Automatic shutoff device At 95% full |  |  | Automatic Tank Gauge | [8 empty] | UST Currently In Use: 0; UST Temp Close: 0; AST Currently In Use: 0; AST Temp Closed: 0 | 0 | 0 | 3 | 17181-073-015168 | INDUSTRIAL SUPPLIES INC
41508 | Currently in Use |  | 1990-11-20 |  | Petroleum | Unleaded gasoline | Unleaded gasoline | Retail | Single Wall, Steel | Steel | Coated & cathodic protection (sti-P3), Field installed cathodic protection |  | Fiberglass reinforced plastic, Single Wall |  |  | Galvanic Cathodic, FLX CONN | Catchment Basin, Single walled catchment basin | Automatic shutoff device At 95% full | Automatic shutoff device At 95% full |  | PIT LINER | Continuous Automatic Tank Gauge |  | Automatic shutoff device (AELLD) | Automatic shutoff device (AELLD) | [5 empty] | UST Currently In Use: 4; UST Temp Close: 0; AST Currently In Use: 0; AST Temp Closed: 0 | 4 | 0 | 1 | 23910-089-003453 | MS. BIBI BAGHEI POUR
41509 | Currently in Use |  | 1990-11-20 |  | Petroleum | Unleaded gasoline | Unleaded gasoline | Retail | Single Wall, Steel | Steel | Coated & cathodic protection (sti-P3), Field installed cathodic protection |  | Fiberglass reinforced plastic, Single Wall |  |  | Galvanic Cathodic, FLX CONN | Catchment Basin, Single walled catchment basin | Automatic shutoff device At 95% full | Automatic shutoff device At 95% full |  | PIT LINER | Continuous Automatic Tank Gauge |  | Automatic shutoff device (AELLD) | Automatic shutoff device (AELLD) | [5 empty] | UST Currently In Use: 4; UST Temp Close: 0; AST Currently In Use: 0; AST Temp Closed: 0 | 4 | 0 | 1 | 23910-089-003453 | MS. BIBI BAGHEI POUR
41510 | Permanently Closed | 2019-04-27 | 1989-09-01 |  | Petroleum | On road diesel | On road diesel | Emergency Power Generator | Steel | Steel | Coated & cathodic protection (sti-P3) |  | Steel |  | 1901-01-01 | Galvanic Cathodic | Catchment Basin, Single walled catchment basin | Flow Rest 90% Full | Flow Rest 90% Full |  |  | Manual Tank Gauging (only tanks 1000 gal. or less and 48” or 64” in diameter) | [8 empty] | UST Currently In Use: 0; UST Temp Close: 1; AST Currently In Use: 1; AST Temp Closed: 0 | 0 | 1 | 1 | 24586-073-015411 | SL REGIONS LLC
41511 | Temporary Closed | 1992-03-20 | 1988-10-21 |  | Petroleum | On road diesel | On road diesel | Emergency power generator | Steel | Steel | Coated & cathodic protection (sti-P3) |  | Other, NO PIPING |  | 1901-01-01 | Galvanic Cathodic | Catchment Basin, Single walled catchment basin | Flow Rest 90% Full | Flow Rest 90% Full | [11 empty] | UST Currently In Use: 0; UST Temp Close: 1; AST Currently In Use: 1; AST Temp Closed: 0 | 0 | 1 | 1 | 24586-073-015411 | SL REGIONS LLC
41512 | Currently in Use |  | 1990-12-07 |  | Petroleum | Premium gasoline | Premium gasoline | Retail | Steel | Steel | Coated & cathodic protection (sti-P3) |  | Fiberglass reinforced plastic |  |  |  | Catchment Basin, Single walled catchment basin | Automatic shutoff device At 95% full | Automatic shutoff device At 95% full |  |  | Automatic Tank Gauge |  | Automatic flow restrictor (MLLD), Containment Sump | Containment Sump |  |  | Annual line testing | Annual line testing |  | UST Currently In Use: 4; UST Temp Close: 1; AST Currently In Use: 1; AST Temp Closed: 0 | 4 | 1 | 3 | 22400-109-011598 | ALAN R. ROTTON
41513 | Currently in Use |  | 1990-11-26 |  | Petroleum | Unleaded gasoline | Unleaded gasoline | Retail | Steel | Steel | Coated & cathodic protection (sti-P3) |  | Fiberglass reinforced plastic |  |  |  | Catchment Basin, Single walled catchment basin | Automatic shutoff device At 95% full | Automatic shutoff device At 95% full |  |  | Automatic Tank Gauge |  | Automatic flow restrictor (MLLD), Containment Sump | Containment Sump |  |  | Annual line testing | Annual line testing |  | UST Currently In Use: 4; UST Temp Close: 1; AST Currently In Use: 1; AST Temp Closed: 0 | 4 | 1 | 3 | 22400-109-011598 | ALAN R. ROTTON
41514 | Temporary Closed | 2017-03-01 | 1990-11-10 |  | Petroleum | On road diesel | On road diesel | Retail | Steel | Steel | Coated & cathodic protection (sti-P3) |  | Fiberglass reinforced plastic |  |  |  | Catchment Basin, Single walled catchment basin | Flow Rest 90% Full | Flow Rest 90% Full |  |  | Automatic Tank Gauge | [8 empty] | UST Currently In Use: 4; UST Temp Close: 1; AST Currently In Use: 1; AST Temp Closed: 0 | 4 | 1 | 3 | 22400-109-011598 | ALAN R. ROTTON
41515 | Permanently Closed | 1991-07-08 | 1974-11-07 | 1991-07-08 | Petroleum | Unleaded gasoline | Unleaded gasoline |  | Steel | Steel |  | Painted or None | Steel |  | 1901-01-01 | [15 empty] | UST Currently In Use: 0; UST Temp Close: 0; AST Currently In Use: 0; AST Temp Closed: 0 | 0 | 0 | 2 | 15420-089-015373 | MAPCO EXPRESS, LLC
41516 | Permanently Closed | 1991-07-08 | 1974-11-07 | 1991-07-08 | Petroleum | Unleaded gasoline | Unleaded gasoline |  | Steel | Steel |  | Painted or None | Steel |  | 1901-01-01 | [15 empty] | UST Currently In Use: 0; UST Temp Close: 0; AST Currently In Use: 0; AST Temp Closed: 0 | 0 | 0 | 2 | 15420-089-015373 | MAPCO EXPRESS, LLC
41517 | Currently in Use |  | 1991-01-20 |  | Petroleum | Unleaded gasoline | Unleaded gasoline | Retail | Single Wall, Steel | Steel | Coated & cathodic protection (sti-P3) |  | Fiberglass reinforced plastic, Single Wall |  | 1901-01-01 |  | Catchment Basin, Single walled catchment basin | Flow Rest 90% Full | Flow Rest 90% Full |  |  | Automatic Tank Gauge |  | Automatic flow restrictor (MLLD) | Automatic flow restrictor (MLLD) |  |  | Annual line testing | Annual line testing |  | UST Currently In Use: 3; UST Temp Close: 1; AST Currently In Use: 0; AST Temp Closed: 0 | 3 | 1 | 0 | 23216-089-015374 | HARI INC.
41518 | Currently in Use |  | 1991-01-20 |  | Petroleum | On road diesel | On road diesel | Retail | Single Wall, Steel | Steel | Coated & cathodic protection (sti-P3) |  | Fiberglass reinforced plastic, Single Wall |  | 1901-01-01 |  | Catchment Basin, Single walled catchment basin | Flow Rest 90% Full | Flow Rest 90% Full |  |  | Automatic Tank Gauge |  | Automatic flow restrictor (MLLD) | Automatic flow restrictor (MLLD) |  |  | Annual line testing | Annual line testing |  | UST Currently In Use: 3; UST Temp Close: 1; AST Currently In Use: 0; AST Temp Closed: 0 | 3 | 1 | 0 | 23216-089-015374 | HARI INC.
41519 | Currently in Use |  | 1991-01-20 |  | Petroleum | Premium gasoline | Premium gasoline | Retail | Single Wall, Steel | Steel | Coated & cathodic protection (sti-P3) |  | Fiberglass reinforced plastic, Single Wall |  | 1901-01-01 |  | Catchment Basin, Single walled catchment basin | Flow Rest 90% Full | Flow Rest 90% Full |  |  | Automatic Tank Gauge |  | Automatic flow restrictor (MLLD) | Automatic flow restrictor (MLLD) |  |  | Annual line testing | Annual line testing |  | UST Currently In Use: 3; UST Temp Close: 1; AST Currently In Use: 0; AST Temp Closed: 0 | 3 | 1 | 0 | 23216-089-015374 | HARI INC.
41520 | Temporary Closed | 2024-02-01 | 1991-01-20 |  | Petroleum | On road diesel | On road diesel | Retail | Single Wall, Steel | Steel | Coated & cathodic protection (sti-P3) |  | Fiberglass reinforced plastic, Single Wall |  | 1901-01-01 |  | Catchment Basin, Single walled catchment basin | Flow Rest 90% Full | Flow Rest 90% Full |  |  | Automatic Tank Gauge | [8 empty] | UST Currently In Use: 3; UST Temp Close: 1; AST Currently In Use: 0; AST Temp Closed: 0 | 3 | 1 | 0 | 23216-089-015374 | HARI INC.
41524 | Cannot Locate or abandoned | 2006-03-24 | 1991-01-07 |  | Petroleum | Unleaded gasoline | Unleaded gasoline | Retail | Steel | Steel | Coated & cathodic protection (sti-P3) |  | Fiberglass reinforced plastic |  | 1901-01-01 | None | Catchment Basin, Single walled catchment basin | Automatic shutoff device At 95% full | Automatic shutoff device At 95% full |  |  | Statistical Inventory Reconciliation (SIR) | [8 empty] | UST Currently In Use: 0; UST Temp Close: 0; AST Currently In Use: 0; AST Temp Closed: 0 | 0 | 0 | 2 | 21818-077-006044 | DAVID STAGGS
41525 | Cannot Locate or abandoned | 2006-03-24 | 1991-01-07 |  | Petroleum | Premium gasoline | Premium gasoline | Retail | Steel | Steel | Coated & cathodic protection (sti-P3) |  | Fiberglass reinforced plastic |  | 1901-01-01 | None | Catchment Basin, Single walled catchment basin | Automatic shutoff device At 95% full | Automatic shutoff device At 95% full |  |  | Statistical Inventory Reconciliation (SIR) | [8 empty] | UST Currently In Use: 0; UST Temp Close: 0; AST Currently In Use: 0; AST Temp Closed: 0 | 0 | 0 | 2 | 21818-077-006044 | DAVID STAGGS
41526 | Permanently Closed | 2003-05-01 | 1990-01-01 | 2003-06-24 | Petroleum | Mid-grade gasoline | Mid-grade gasoline | Local government | Steel | Steel | Coated & cathodic protection (sti-P3) |  | Fiberglass reinforced plastic |  | 1901-01-01 |  | Catchment Basin, Single walled catchment basin | Flow Rest 90% Full | Flow Rest 90% Full |  |  | Statistical Inventory Reconciliation (SIR) | [8 empty] | UST Currently In Use: 0; UST Temp Close: 0; AST Currently In Use: 0; AST Temp Closed: 0 | 0 | 0 | 3 | 12315-067-003231 | HENRY COUNTY BOARD OF EDUCATION
41527 | Permanently Closed | 1999-07-13 | 1991-01-14 | 1999-07-13 | Petroleum | Unleaded gasoline | Unleaded gasoline |  | Steel | Steel | Coated & cathodic protection (sti-P3) |  | Fiberglass reinforced plastic |  | 1901-01-01 | None | Catchment Basin, Single walled catchment basin | Flow Rest 90% Full | Flow Rest 90% Full |  |  | Manual Tank Gauging (only tanks 1000 gal. or less and 48” or 64” in diameter) | [8 empty] | UST Currently In Use: 0; UST Temp Close: 0; AST Currently In Use: 0; AST Temp Closed: 0 | 0 | 0 | 1 | 17311-089-015375 | HUNTSVILLE PUMP SHOP
41528 | Currently in Use |  | 1990-10-08 |  | Petroleum | Unleaded gasoline | Unleaded gasoline | Retail | Steel | Steel | Coated & cathodic protection (sti-P3) |  | Fiberglass reinforced plastic |  | 1901-01-01 | None | Catchment Basin, Single walled catchment basin | Automatic shutoff device At 95% full | Automatic shutoff device At 95% full |  |  | Automatic Tank Gauge |  | Automatic flow restrictor (MLLD) | Automatic flow restrictor (MLLD) |  |  | Annual line testing | Annual line testing |  | UST Currently In Use: 3; UST Temp Close: 0; AST Currently In Use: 0; AST Temp Closed: 0 | 3 | 0 | 5 | 14493-107-004691 | SOUTHERN OIL COMPANY, INC.
41529 | Currently in Use |  | 1990-10-08 |  | Petroleum | Unleaded gasoline | Unleaded gasoline | Retail | Steel | Steel | Coated & cathodic protection (sti-P3) |  | Fiberglass reinforced plastic |  | 1901-01-01 | None | Catchment Basin, Single walled catchment basin | Automatic shutoff device At 95% full | Automatic shutoff device At 95% full |  |  | Automatic Tank Gauge |  | Automatic flow restrictor (MLLD) | Automatic flow restrictor (MLLD) |  |  | Annual line testing | Annual line testing |  | UST Currently In Use: 3; UST Temp Close: 0; AST Currently In Use: 0; AST Temp Closed: 0 | 3 | 0 | 5 | 14493-107-004691 | SOUTHERN OIL COMPANY, INC.
41530 | Currently in Use |  | 1990-10-08 |  | Petroleum | On road diesel | On road diesel | Retail | Steel | Steel | Coated & cathodic protection (sti-P3) |  | Fiberglass reinforced plastic |  | 1901-01-01 | None | Catchment Basin, Single walled catchment basin | Automatic shutoff device At 95% full | Automatic shutoff device At 95% full |  |  | Automatic Tank Gauge |  | Automatic flow restrictor (MLLD) | Automatic flow restrictor (MLLD) |  |  | Annual line testing | Annual line testing |  | UST Currently In Use: 3; UST Temp Close: 0; AST Currently In Use: 0; AST Temp Closed: 0 | 3 | 0 | 5 | 14493-107-004691 | SOUTHERN OIL COMPANY, INC.
41531 |  | 1988-12-25 | 1977-01-01 |  | Petroleum | Unleaded gasoline | Unleaded gasoline |  | Steel | Steel |  |  | Steel |  | 1901-01-01 |  |  | Flow Rest 90% Full | Flow Rest 90% Full |  |  | Manual Tank Gauging (only tanks 1000 gal. or less and 48” or 64” in diameter) | [8 empty] | UST Currently In Use: 0; UST Temp Close: 0; AST Currently In Use: 0; AST Temp Closed: 0 | 0 | 0 | 0 | 16861-121-001572 | AL BROCK
41532 | Permanently Closed | 2009-04-01 | 1994-12-01 | 2013-10-15 | Petroleum | Unleaded gasoline | Unleaded gasoline |  | Steel | Steel | Coated & cathodic protection (sti-P3) |  | Fiberglass reinforced plastic |  | 1901-01-01 |  | Catchment Basin, Single walled catchment basin | Flow Rest 90% Full | Flow Rest 90% Full | [8 empty] | Annual line testing | Annual line testing |  | UST Currently In Use: 0; UST Temp Close: 0; AST Currently In Use: 0; AST Temp Closed: 0 | 0 | 0 | 8 | 23300-069-011884 | PEOPLES SOUTH BANK
41534 | Permanently Closed | 1998-08-06 | 1975-01-01 | 1998-08-06 | Petroleum | Unleaded gasoline | Unleaded gasoline |  | Steel | Steel |  |  | Steel |  | 1901-01-01 | None | [5 empty] | Manual Tank Gauging (only tanks 1000 gal. or less and 48” or 64” in diameter) | [8 empty] | UST Currently In Use: 0; UST Temp Close: 0; AST Currently In Use: 0; AST Temp Closed: 0 | 0 | 0 | 3 | 16106-099-010075 | BETTY WIGGINS
41535 | Currently in Use |  | 1990-07-17 |  | Petroleum | Unleaded gasoline | Unleaded gasoline | Retail | Single Wall, Steel | Steel | Coated & cathodic protection (sti-P3) |  | Fiberglass reinforced plastic, Single Wall |  |  |  | Catchment Basin, Single walled catchment basin | Automatic shutoff device At 95% full | Automatic shutoff device At 95% full |  |  | Continuous Automatic Tank Gauge |  | Automatic shutoff device (AELLD) | Automatic shutoff device (AELLD) | [5 empty] | UST Currently In Use: 3; UST Temp Close: 0; AST Currently In Use: 0; AST Temp Closed: 0 | 3 | 0 | 5 | 24109-073-003991 | A&D REAL ESTATE INC.
41536 | Currently in Use |  | 1990-07-17 |  | Petroleum | Premium gasoline | Premium gasoline | Retail | Single Wall, Steel | Steel | Coated & cathodic protection (sti-P3) |  | Fiberglass reinforced plastic, Single Wall |  |  |  | Catchment Basin, Single walled catchment basin | Automatic shutoff device At 95% full | Automatic shutoff device At 95% full |  |  | Continuous Automatic Tank Gauge |  | Automatic shutoff device (AELLD) | Automatic shutoff device (AELLD) | [5 empty] | UST Currently In Use: 3; UST Temp Close: 0; AST Currently In Use: 0; AST Temp Closed: 0 | 3 | 0 | 5 | 24109-073-003991 | A&D REAL ESTATE INC.
41537 | Currently in Use |  | 1990-07-17 |  | Petroleum | Unleaded gasoline | Unleaded gasoline | Retail | Single Wall, Steel | Steel | Coated & cathodic protection (sti-P3) |  | Fiberglass reinforced plastic, Single Wall |  |  |  | Catchment Basin, Single walled catchment basin | Automatic shutoff device At 95% full | Automatic shutoff device At 95% full |  |  | Continuous Automatic Tank Gauge |  | Automatic shutoff device (AELLD) | Automatic shutoff device (AELLD) | [5 empty] | UST Currently In Use: 3; UST Temp Close: 0; AST Currently In Use: 0; AST Temp Closed: 0 | 3 | 0 | 5 | 24109-073-003991 | A&D REAL ESTATE INC.
41538 | Currently in Use |  | 1990-06-15 |  | Petroleum | Unleaded gasoline | Unleaded gasoline | Retail | Single Wall, Steel | Steel | Coated & cathodic protection (sti-P3) |  | Double Wall, Fiberglass reinforced plastic |  |  |  | Catchment Basin, Single walled catchment basin | Flow Rest 90% Full | Flow Rest 90% Full |  |  | Continuous Automatic Tank Gauge |  | Automatic flow restrictor (MLLD) | Automatic flow restrictor (MLLD) |  |  | Annual line testing | Annual line testing | Pressurized Piping | UST Currently In Use: 3; UST Temp Close: 1; AST Currently In Use: 0; AST Temp Closed: 0 | 3 | 1 | 0 | 12300-043-015412 | HAYS AND SON OIL COMPANY, INC.
41539 | Currently in Use |  | 1990-06-15 |  | Petroleum | Premium gasoline | Premium gasoline | Retail | Single Wall, Steel | Steel | Coated & cathodic protection (sti-P3) |  | Double Wall, Fiberglass reinforced plastic |  |  |  | Catchment Basin, Single walled catchment basin | Flow Rest 90% Full | Flow Rest 90% Full |  |  | Continuous Automatic Tank Gauge |  | Automatic flow restrictor (MLLD) | Automatic flow restrictor (MLLD) |  |  | Annual line testing | Annual line testing | Pressurized Piping | UST Currently In Use: 3; UST Temp Close: 1; AST Currently In Use: 0; AST Temp Closed: 0 | 3 | 1 | 0 | 12300-043-015412 | HAYS AND SON OIL COMPANY, INC.
41540 | Currently in Use |  | 1990-06-15 |  | Petroleum | On road diesel | On road diesel | Retail | Single Wall, Steel | Steel | Coated & cathodic protection (sti-P3) |  | Double Wall, Fiberglass reinforced plastic |  |  |  | Catchment Basin, Single walled catchment basin | Flow Rest 90% Full | Flow Rest 90% Full |  |  | Continuous Automatic Tank Gauge |  | Automatic flow restrictor (MLLD) | Automatic flow restrictor (MLLD) |  |  | Annual line testing | Annual line testing | Pressurized Piping | UST Currently In Use: 3; UST Temp Close: 1; AST Currently In Use: 0; AST Temp Closed: 0 | 3 | 1 | 0 | 12300-043-015412 | HAYS AND SON OIL COMPANY, INC.
41541 | Temporary Closed | 2012-12-09 | 1990-06-15 |  | Petroleum | Kerosene | Kerosene | Retail | Single Wall, Steel | Steel | Coated & cathodic protection (sti-P3) |  | Double Wall, Fiberglass reinforced plastic |  |  |  | Catchment Basin, Single walled catchment basin | Flow Rest 90% Full | Flow Rest 90% Full |  |  | Continuous Automatic Tank Gauge | Single walled submersible pump containment sump | Automatic flow restrictor (MLLD), Containment Sump | Containment Sump |  |  | Annual line testing | Annual line testing |  | UST Currently In Use: 3; UST Temp Close: 1; AST Currently In Use: 0; AST Temp Closed: 0 | 3 | 1 | 0 | 12300-043-015412 | HAYS AND SON OIL COMPANY, INC.
41547 | Currently in Use |  | 1990-05-09 |  | Petroleum | Unleaded gasoline | Unleaded gasoline |  | Steel | Steel | Coated & cathodic protection (sti-P3) |  | Fiberglass reinforced plastic |  |  |  | Catchment Basin, Single walled catchment basin | Flow Rest 90% Full | Flow Rest 90% Full |  |  | Automatic Tank Gauge |  | Automatic flow restrictor (MLLD) | Automatic flow restrictor (MLLD) |  |  | Annual line testing | Annual line testing |  | UST Currently In Use: 4; UST Temp Close: 0; AST Currently In Use: 0; AST Temp Closed: 0 | 4 | 0 | 0 | 24536-109-015420 | CASSCOLE, INC.
41548 | Currently in Use |  | 1990-05-09 |  | Petroleum | Unleaded gasoline | Unleaded gasoline |  | Steel | Steel | Coated & cathodic protection (sti-P3) |  | Fiberglass reinforced plastic |  |  |  | Catchment Basin, Single walled catchment basin | Flow Rest 90% Full | Flow Rest 90% Full |  |  | Automatic Tank Gauge |  | Automatic flow restrictor (MLLD), MANIFOLDED | Automatic flow restrictor (MLLD) |  |  | Annual line testing, Other, MANIFOLDED | Other |  | UST Currently In Use: 4; UST Temp Close: 0; AST Currently In Use: 0; AST Temp Closed: 0 | 4 | 0 | 0 | 24536-109-015420 | CASSCOLE, INC.
41549 | Currently in Use |  | 1990-05-09 |  | Petroleum | Premium gasoline | Premium gasoline |  | Steel | Steel | Coated & cathodic protection (sti-P3) |  | Fiberglass reinforced plastic |  |  |  | Catchment Basin, Single walled catchment basin | Flow Rest 90% Full | Flow Rest 90% Full |  |  | Automatic Tank Gauge |  | Automatic flow restrictor (MLLD) | Automatic flow restrictor (MLLD) |  |  | Annual line testing | Annual line testing |  | UST Currently In Use: 4; UST Temp Close: 0; AST Currently In Use: 0; AST Temp Closed: 0 | 4 | 0 | 0 | 24536-109-015420 | CASSCOLE, INC.
41551 | Currently in Use |  | 1990-05-09 |  | Petroleum | Other, non ethanol | Other |  | Steel | Steel | Coated & cathodic protection (sti-P3) |  | Fiberglass reinforced plastic |  |  |  | Catchment Basin, Single walled catchment basin | Flow Rest 90% Full | Flow Rest 90% Full |  |  | Automatic Tank Gauge |  | Automatic flow restrictor (MLLD) | Automatic flow restrictor (MLLD) |  |  | Annual line testing | Annual line testing |  | UST Currently In Use: 4; UST Temp Close: 0; AST Currently In Use: 0; AST Temp Closed: 0 | 4 | 0 | 0 | 24536-109-015420 | CASSCOLE, INC.
41552 | Permanently Closed | 2005-11-08 | 1990-05-23 | 2005-11-08 | Petroleum | Unleaded gasoline | Unleaded gasoline | Retail | Steel | Steel | Coated & cathodic protection (sti-P3) |  | Fiberglass reinforced plastic |  | 1901-01-01 | None | Catchment Basin, Single walled catchment basin | Automatic shutoff device At 95% full | Automatic shutoff device At 95% full |  |  | Automatic Tank Gauge | [8 empty] | UST Currently In Use: 0; UST Temp Close: 0; AST Currently In Use: 0; AST Temp Closed: 0 | 0 | 0 | 10 | 15476-081-013817 | YOUNG OIL INC
41553 | Permanently Closed | 2005-11-08 | 1990-05-23 | 2005-11-08 | Petroleum | Mid-grade gasoline | Mid-grade gasoline | Retail | Steel | Steel | Coated & cathodic protection (sti-P3) |  | Fiberglass reinforced plastic |  | 1901-01-01 | None | Catchment Basin, Single walled catchment basin | Automatic shutoff device At 95% full | Automatic shutoff device At 95% full |  |  | Automatic Tank Gauge | [8 empty] | UST Currently In Use: 0; UST Temp Close: 0; AST Currently In Use: 0; AST Temp Closed: 0 | 0 | 0 | 10 | 15476-081-013817 | YOUNG OIL INC
41554 | Permanently Closed | 2005-11-08 | 1990-05-23 | 2005-11-08 | Petroleum | Premium gasoline | Premium gasoline | Retail | Steel | Steel | Coated & cathodic protection (sti-P3) |  | Fiberglass reinforced plastic |  | 1901-01-01 | None | Catchment Basin, Single walled catchment basin | Automatic shutoff device At 95% full | Automatic shutoff device At 95% full |  |  | Automatic Tank Gauge | [8 empty] | UST Currently In Use: 0; UST Temp Close: 0; AST Currently In Use: 0; AST Temp Closed: 0 | 0 | 0 | 10 | 15476-081-013817 | YOUNG OIL INC
41555 | Permanently Closed | 2002-10-15 | 1977-01-01 | 2017-10-24 | Petroleum | Unleaded gasoline | Unleaded gasoline | Retail | Fiberglass reinforced plastic | Fiberglass reinforced plastic |  |  | Double Wall, Fiberglass reinforced plastic |  |  | Other, FLXS ISOLA | Catchment Basin, Single walled catchment basin | Automatic shutoff device At 95% full | Automatic shutoff device At 95% full |  |  | Statistical Inventory Reconciliation (SIR) | [5 empty] | Annual line testing, Statistical inventory reconciliation (SIR) | Statistical inventory reconciliation (SIR) |  | UST Currently In Use: 0; UST Temp Close: 0; AST Currently In Use: 0; AST Temp Closed: 0 | 0 | 0 | 8 | 25228-081-010908 | F F REALTY DEVELOPMENT LLC
41556 | Permanently Closed | 2002-10-15 | 1990-05-01 | 2017-10-24 | Petroleum | Unleaded gasoline | Unleaded gasoline | Retail | Steel | Steel | Coated & cathodic protection (sti-P3) |  | Double Wall, Fiberglass reinforced plastic |  |  | Other, FLXS ISOLA | Catchment Basin, Single walled catchment basin | Automatic shutoff device At 95% full | Automatic shutoff device At 95% full |  |  | Statistical Inventory Reconciliation (SIR) | [5 empty] | Annual line testing, Statistical inventory reconciliation (SIR) | Statistical inventory reconciliation (SIR) |  | UST Currently In Use: 0; UST Temp Close: 0; AST Currently In Use: 0; AST Temp Closed: 0 | 0 | 0 | 8 | 25228-081-010908 | F F REALTY DEVELOPMENT LLC
41557 | Permanently Closed | 2002-10-15 | 1990-05-01 | 2017-10-25 | Petroleum | On road diesel | On road diesel | Retail | Steel | Steel | Coated & cathodic protection (sti-P3) |  | Double Wall, Fiberglass reinforced plastic |  |  | Other, FLXS ISOLA | Catchment Basin, Single walled catchment basin | Flow Rest 90% Full | Flow Rest 90% Full |  |  | Statistical Inventory Reconciliation (SIR) | [5 empty] | Annual line testing, Statistical inventory reconciliation (SIR) | Statistical inventory reconciliation (SIR) |  | UST Currently In Use: 0; UST Temp Close: 0; AST Currently In Use: 0; AST Temp Closed: 0 | 0 | 0 | 8 | 25228-081-010908 | F F REALTY DEVELOPMENT LLC
41558 | Currently in Use |  | 1988-03-01 |  | Petroleum | Unleaded gasoline | Unleaded gasoline | Retail | Fiberglass reinforced plastic | Fiberglass reinforced plastic |  |  | Fiberglass reinforced plastic |  | 1901-01-01 |  | Catchment Basin, Single walled catchment basin | Automatic shutoff device At 95% full | Automatic shutoff device At 95% full |  |  | Continuous Automatic Tank Gauge |  | Automatic flow restrictor (MLLD) | Automatic flow restrictor (MLLD) |  |  | Annual line testing | Annual line testing |  | UST Currently In Use: 4; UST Temp Close: 0; AST Currently In Use: 0; AST Temp Closed: 0 | 4 | 0 | 7 | 14136-117-010113 | ROBERT L KIRKLAND
41559 | Currently in Use |  | 1988-04-01 |  | Petroleum | Premium gasoline | Premium gasoline | Retail | Fiberglass reinforced plastic | Fiberglass reinforced plastic |  |  | Fiberglass reinforced plastic |  | 1901-01-01 |  | Catchment Basin, Single walled catchment basin | Automatic shutoff device At 95% full | Automatic shutoff device At 95% full |  |  | Continuous Automatic Tank Gauge |  | Automatic flow restrictor (MLLD) | Automatic flow restrictor (MLLD) |  |  | Annual line testing | Annual line testing |  | UST Currently In Use: 4; UST Temp Close: 0; AST Currently In Use: 0; AST Temp Closed: 0 | 4 | 0 | 7 | 14136-117-010113 | ROBERT L KIRKLAND
41561 | Currently in Use |  | 1988-04-01 |  | Petroleum | On road diesel | On road diesel | Retail | Fiberglass reinforced plastic | Fiberglass reinforced plastic |  |  | Fiberglass reinforced plastic |  | 1901-01-01 |  | Catchment Basin, Single walled catchment basin | Automatic shutoff device At 95% full | Automatic shutoff device At 95% full |  |  | Continuous Automatic Tank Gauge |  | Automatic flow restrictor (MLLD) | Automatic flow restrictor (MLLD) |  |  | Annual line testing | Annual line testing |  | UST Currently In Use: 4; UST Temp Close: 0; AST Currently In Use: 0; AST Temp Closed: 0 | 4 | 0 | 7 | 14136-117-010113 | ROBERT L KIRKLAND
41562 | Currently in Use |  | 1989-08-20 |  | Petroleum | On road diesel | On road diesel |  | Steel | Steel | Coated & cathodic protection (sti-P3) |  | Fiberglass reinforced plastic |  |  | Galvanic Cathodic, FLEX CONN | Catchment Basin, Single walled catchment basin | Automatic shutoff device At 95% full, Flow Rest 90% Full | Flow Rest 90% Full |  |  | Automatic Tank Gauge | [8 empty] | UST Currently In Use: 1; UST Temp Close: 0; AST Currently In Use: 0; AST Temp Closed: 0 | 1 | 0 | 0 | 24211-117-015413 | ALABASTER CITY SCHOOLS
41563 | Permanently Closed | 2013-09-10 | 1990-08-10 | 2013-09-10 | Petroleum | On road diesel | On road diesel | Local government | Steel | Steel | Coated & cathodic protection (sti-P3) |  | Fiberglass reinforced plastic |  |  | Other, FLXS ISOLA | Catchment Basin, Single walled catchment basin | Flow Rest 90% Full | Flow Rest 90% Full |  |  | Automatic Tank Gauge | [8 empty] | UST Currently In Use: 0; UST Temp Close: 0; AST Currently In Use: 0; AST Temp Closed: 0 | 0 | 0 | 1 | 14393-117-015414 | SHELBY COUNTY BOARD OF EDUCATION
41564 | Currently in Use |  | 1990-06-27 |  | Petroleum | Unleaded gasoline | Unleaded gasoline | Retail | Steel | Steel | Coated & cathodic protection (sti-P3) |  | Fiberglass reinforced plastic |  |  |  | Catchment Basin, Single walled catchment basin | Automatic shutoff device At 95% full, Flow Rest 90% Full | Flow Rest 90% Full |  |  | Continuous Automatic Tank Gauge |  | Automatic flow restrictor (MLLD), Containment Sump | Containment Sump |  |  | Annual line testing | Annual line testing |  | UST Currently In Use: 3; UST Temp Close: 0; AST Currently In Use: 0; AST Temp Closed: 0 | 3 | 0 | 0 | 23256-117-015415 | ANDY HOODA
41565 | Currently in Use |  | 1990-06-27 |  | Petroleum | Unleaded gasoline | Unleaded gasoline | Retail | Steel | Steel | Coated & cathodic protection (sti-P3) |  | Fiberglass reinforced plastic |  |  |  | Catchment Basin, Single walled catchment basin | Automatic shutoff device At 95% full, Flow Rest 90% Full | Flow Rest 90% Full |  |  | Continuous Automatic Tank Gauge |  | Automatic flow restrictor (MLLD), Containment Sump | Containment Sump |  |  | Annual line testing | Annual line testing |  | UST Currently In Use: 3; UST Temp Close: 0; AST Currently In Use: 0; AST Temp Closed: 0 | 3 | 0 | 0 | 23256-117-015415 | ANDY HOODA
41566 | Currently in Use |  | 1990-06-27 |  | Petroleum | Unleaded gasoline | Unleaded gasoline | Retail | Steel | Steel | Coated & cathodic protection (sti-P3) |  | Fiberglass reinforced plastic |  |  |  | Catchment Basin, Single walled catchment basin | Automatic shutoff device At 95% full, Flow Rest 90% Full | Flow Rest 90% Full |  |  | Continuous Automatic Tank Gauge |  | Automatic flow restrictor (MLLD), Containment Sump | Containment Sump |  |  | Annual line testing | Annual line testing |  | UST Currently In Use: 3; UST Temp Close: 0; AST Currently In Use: 0; AST Temp Closed: 0 | 3 | 0 | 0 | 23256-117-015415 | ANDY HOODA
41567 | Currently in Use |  | 1980-06-01 |  | Petroleum | Unleaded gasoline | Unleaded gasoline | Retail | Steel | Steel | Coated & cathodic protection (sti-P3), Field installed cathodic protection |  | Fiberglass reinforced plastic |  |  |  | Catchment Basin, Single walled catchment basin | Audible high level alarm At 90% full, Flow Rest 90% Full | Flow Rest 90% Full |  |  | Continuous Automatic Tank Gauge |  | Automatic shutoff device (AELLD), Containment Sump | Containment Sump | [5 empty] | UST Currently In Use: 4; UST Temp Close: 1; AST Currently In Use: 0; AST Temp Closed: 0 | 4 | 1 | 0 | 17313-089-015376 | STEVE WATERS
41568 | Currently in Use |  | 1980-06-01 |  | Petroleum | Premium gasoline | Premium gasoline | Retail | Steel | Steel | Coated & cathodic protection (sti-P3), Field installed cathodic protection |  | Fiberglass reinforced plastic |  |  |  | Catchment Basin, Single walled catchment basin | Audible high level alarm At 90% full, Flow Rest 90% Full | Flow Rest 90% Full |  |  | Continuous Automatic Tank Gauge |  | Automatic shutoff device (AELLD), Containment Sump | Containment Sump | [5 empty] | UST Currently In Use: 4; UST Temp Close: 1; AST Currently In Use: 0; AST Temp Closed: 0 | 4 | 1 | 0 | 17313-089-015376 | STEVE WATERS
41569 | Currently in Use |  | 1980-06-01 |  | Petroleum | On road diesel | On road diesel | Retail | Steel | Steel | Field installed cathodic protection, Interior lined (not allowed as a standalone method of corrosion protection) |  | Fiberglass reinforced plastic |  |  |  | Catchment Basin, Single walled catchment basin | Audible high level alarm At 90% full, Flow Rest 90% Full | Flow Rest 90% Full |  |  | Continuous Automatic Tank Gauge |  | Automatic shutoff device (AELLD), Containment Sump | Containment Sump | [5 empty] | UST Currently In Use: 4; UST Temp Close: 1; AST Currently In Use: 0; AST Temp Closed: 0 | 4 | 1 | 0 | 17313-089-015376 | STEVE WATERS
41570 | Currently in Use |  | 1980-06-01 |  | Petroleum | On road diesel | On road diesel | Retail | Steel | Steel | Field installed cathodic protection, Interior lined (not allowed as a standalone method of corrosion protection) |  | Fiberglass reinforced plastic |  |  |  | Catchment Basin, Single walled catchment basin | Audible high level alarm At 90% full, Flow Rest 90% Full | Flow Rest 90% Full |  |  | Continuous Automatic Tank Gauge | [8 empty] | UST Currently In Use: 4; UST Temp Close: 1; AST Currently In Use: 0; AST Temp Closed: 0 | 4 | 1 | 0 | 17313-089-015376 | STEVE WATERS
41571 | Temporary Closed | 2004-01-01 | 1980-06-01 |  | Petroleum | Kerosene | Kerosene | Retail | Steel | Steel | Field installed cathodic protection, Interior lined (not allowed as a standalone method of corrosion protection) |  | Steel |  |  | Field installed cathodic protection | Catchment Basin, Single walled catchment basin | Audible high level alarm At 90% full, Flow Rest 90% Full | Flow Rest 90% Full | [11 empty] | UST Currently In Use: 4; UST Temp Close: 1; AST Currently In Use: 0; AST Temp Closed: 0 | 4 | 1 | 0 | 17313-089-015376 | STEVE WATERS
41572 | Currently in Use |  | 1992-11-17 |  | Petroleum | On road diesel | On road diesel | Retail | Steel | Steel | Coated & cathodic protection (sti-P3) |  | Fiberglass reinforced plastic |  | 1901-01-01 |  | Catchment Basin, Single walled catchment basin | Flow Rest 90% Full | Flow Rest 90% Full |  |  | Automatic Tank Gauge | [8 empty] | UST Currently In Use: 4; UST Temp Close: 0; AST Currently In Use: 0; AST Temp Closed: 0 | 4 | 0 | 0 | 25142-089-003456 | PRAVIN PATEL
41573 | Currently in Use |  | 1992-11-17 |  | Petroleum | On road diesel | On road diesel | Retail | Steel | Steel | Coated & cathodic protection (sti-P3) |  | Fiberglass reinforced plastic |  | 1901-01-01 |  | Catchment Basin, Single walled catchment basin | Flow Rest 90% Full | Flow Rest 90% Full |  |  | Automatic Tank Gauge | [8 empty] | UST Currently In Use: 4; UST Temp Close: 0; AST Currently In Use: 0; AST Temp Closed: 0 | 4 | 0 | 0 | 25142-089-003456 | PRAVIN PATEL
41574 | Permanently Closed | 1998-07-24 | 1985-01-01 | 1998-07-24 | Petroleum | Unleaded gasoline | Unleaded gasoline | Local government | Steel | Steel |  | Painted or None | Steel |  | 1901-01-01 | [12 empty] | Annual line testing | Annual line testing |  | UST Currently In Use: 0; UST Temp Close: 0; AST Currently In Use: 1; AST Temp Closed: 0 | 0 | 0 | 1 | 17294-115-015416 | TOWN OF RAGLAND
41575 | Currently in Use |  | 1990-09-15 |  | Petroleum | Unleaded gasoline | Unleaded gasoline | Retail | Single Wall, Steel | Steel | Coated & cathodic protection (sti-P3), Field installed cathodic protection |  | Fiberglass reinforced plastic, Single Wall |  |  |  | Catchment Basin, Single walled catchment basin | Automatic shutoff device At 95% full | Automatic shutoff device At 95% full |  |  | Continuous Automatic Tank Gauge |  | Automatic flow restrictor (MLLD) | Automatic flow restrictor (MLLD) |  |  | Annual line testing | Annual line testing |  | UST Currently In Use: 3; UST Temp Close: 0; AST Currently In Use: 0; AST Temp Closed: 0 | 3 | 0 | 0 | 11576-089-015377 | DUTCH OIL COMPANY
41576 | Currently in Use |  | 1990-09-15 |  | Petroleum | Premium gasoline | Premium gasoline | Retail | Single Wall, Steel | Steel | Coated & cathodic protection (sti-P3), Field installed cathodic protection |  | Fiberglass reinforced plastic, Single Wall |  |  |  | Catchment Basin, Single walled catchment basin | Automatic shutoff device At 95% full | Automatic shutoff device At 95% full |  |  | Continuous Automatic Tank Gauge |  | Automatic flow restrictor (MLLD) | Automatic flow restrictor (MLLD) |  |  | Annual line testing | Annual line testing |  | UST Currently In Use: 3; UST Temp Close: 0; AST Currently In Use: 0; AST Temp Closed: 0 | 3 | 0 | 0 | 11576-089-015377 | DUTCH OIL COMPANY
41577 | Currently in Use |  | 1990-09-15 |  | Petroleum | On road diesel | On road diesel | Retail | Single Wall, Steel | Steel | Coated & cathodic protection (sti-P3), Field installed cathodic protection |  | Fiberglass reinforced plastic, Single Wall |  |  |  | Catchment Basin, Single walled catchment basin | Automatic shutoff device At 95% full | Automatic shutoff device At 95% full |  |  | Continuous Automatic Tank Gauge |  | Automatic flow restrictor (MLLD) | Automatic flow restrictor (MLLD) |  |  | Annual line testing | Annual line testing |  | UST Currently In Use: 3; UST Temp Close: 0; AST Currently In Use: 0; AST Temp Closed: 0 | 3 | 0 | 0 | 11576-089-015377 | DUTCH OIL COMPANY
41578 | Currently in Use |  | 1989-12-04 |  | Petroleum | Unleaded gasoline | Unleaded gasoline |  | Steel | Steel | Coated & cathodic protection (sti-P3) |  | Fiberglass reinforced plastic |  |  |  | Catchment Basin, Single walled catchment basin | Automatic shutoff device At 95% full | Automatic shutoff device At 95% full |  |  | Statistical Inventory Reconciliation (SIR) | [8 empty] | UST Currently In Use: 4; UST Temp Close: 0; AST Currently In Use: 0; AST Temp Closed: 0 | 4 | 0 | 5 | 24625-047-004461 | SAMUEL CAVER
41579 | Currently in Use |  | 1989-12-04 |  | Petroleum | Unleaded gasoline | Unleaded gasoline |  | Steel | Steel | Coated & cathodic protection (sti-P3) |  | Fiberglass reinforced plastic |  |  |  | Catchment Basin, Single walled catchment basin | Automatic shutoff device At 95% full | Automatic shutoff device At 95% full |  |  | Statistical Inventory Reconciliation (SIR) | [8 empty] | UST Currently In Use: 4; UST Temp Close: 0; AST Currently In Use: 0; AST Temp Closed: 0 | 4 | 0 | 5 | 24625-047-004461 | SAMUEL CAVER
41580 | Currently in Use |  | 1989-12-04 |  | Petroleum | Unleaded gasoline | Unleaded gasoline |  | Steel | Steel | Coated & cathodic protection (sti-P3) |  | Fiberglass reinforced plastic |  |  |  | Catchment Basin, Single walled catchment basin | Automatic shutoff device At 95% full | Automatic shutoff device At 95% full |  |  | Statistical Inventory Reconciliation (SIR) | [8 empty] | UST Currently In Use: 4; UST Temp Close: 0; AST Currently In Use: 0; AST Temp Closed: 0 | 4 | 0 | 5 | 24625-047-004461 | SAMUEL CAVER
41581 | Currently in Use |  | 1989-12-04 |  | Petroleum | On road diesel | On road diesel |  | Steel | Steel | Coated & cathodic protection (sti-P3) |  | Steel, GALVANIZED |  |  | Field installed cathodic protection, Galvanic Cathodic | Catchment Basin, Single walled catchment basin | Automatic shutoff device At 95% full | Automatic shutoff device At 95% full |  |  | Statistical Inventory Reconciliation (SIR) | [8 empty] | UST Currently In Use: 4; UST Temp Close: 0; AST Currently In Use: 0; AST Temp Closed: 0 | 4 | 0 | 5 | 24625-047-004461 | SAMUEL CAVER
41582 | Temporary Closed | 2000-01-01 | 1990-12-20 |  | Petroleum | Unleaded gasoline | Unleaded gasoline | Retail | Steel | Steel | Coated & cathodic protection (sti-P3) |  | Fiberglass reinforced plastic |  |  |  | Catchment Basin, Single walled catchment basin | Flow Rest 90% Full | Flow Rest 90% Full | [11 empty] | UST Currently In Use: 0; UST Temp Close: 4; AST Currently In Use: 0; AST Temp Closed: 0 | 0 | 4 | 4 | 14776-019-005722 | BROWN OIL CO INC
41583 | Temporary Closed | 2000-01-01 | 1990-12-20 |  | Petroleum | Mid-grade gasoline | Mid-grade gasoline | Retail | Steel | Steel | Coated & cathodic protection (sti-P3) |  | Fiberglass reinforced plastic |  |  |  | Catchment Basin, Single walled catchment basin | Flow Rest 90% Full | Flow Rest 90% Full | [11 empty] | UST Currently In Use: 0; UST Temp Close: 4; AST Currently In Use: 0; AST Temp Closed: 0 | 0 | 4 | 4 | 14776-019-005722 | BROWN OIL CO INC
41584 | Temporary Closed | 2000-01-01 | 1990-12-20 |  | Petroleum | Premium gasoline | Premium gasoline | Retail | Steel | Steel | Coated & cathodic protection (sti-P3) |  | Fiberglass reinforced plastic |  |  |  | Catchment Basin, Single walled catchment basin | Flow Rest 90% Full | Flow Rest 90% Full | [11 empty] | UST Currently In Use: 0; UST Temp Close: 4; AST Currently In Use: 0; AST Temp Closed: 0 | 0 | 4 | 4 | 14776-019-005722 | BROWN OIL CO INC
41585 | Temporary Closed | 2000-01-01 | 1990-12-20 |  | Petroleum | On road diesel | On road diesel | Retail | Steel | Steel | Coated & cathodic protection (sti-P3) |  | Fiberglass reinforced plastic |  |  |  | Catchment Basin, Single walled catchment basin | Flow Rest 90% Full | Flow Rest 90% Full | [11 empty] | UST Currently In Use: 0; UST Temp Close: 4; AST Currently In Use: 0; AST Temp Closed: 0 | 0 | 4 | 4 | 14776-019-005722 | BROWN OIL CO INC
41586 | Temporary Closed | 2021-06-01 | 1988-07-10 |  | Petroleum | Unleaded gasoline | Unleaded gasoline | Retail | Steel | Steel | Coated & cathodic protection (sti-P3), Field installed cathodic protection |  | Steel |  | 1901-01-01 | Field installed cathodic protection | Catchment Basin, Single walled catchment basin | Automatic shutoff device At 95% full | Automatic shutoff device At 95% full |  |  | Statistical Inventory Reconciliation (SIR) |  | Automatic flow restrictor (MLLD) | Automatic flow restrictor (MLLD) |  |  | Statistical inventory reconciliation (SIR) | Statistical inventory reconciliation (SIR) |  | UST Currently In Use: 1; UST Temp Close: 2; AST Currently In Use: 0; AST Temp Closed: 0 | 1 | 2 | 4 | 24675-113-007573 | MILAN FOODS
41587 | Temporary Closed | 2021-06-01 | 1988-07-10 |  | Petroleum | Mid-grade gasoline | Mid-grade gasoline | Retail | Steel | Steel | Coated & cathodic protection (sti-P3), Field installed cathodic protection |  | Steel |  | 1901-01-01 | Field installed cathodic protection | Catchment Basin, Single walled catchment basin | Automatic shutoff device At 95% full | Automatic shutoff device At 95% full |  |  | Statistical Inventory Reconciliation (SIR) |  | Automatic flow restrictor (MLLD) | Automatic flow restrictor (MLLD) |  |  | Statistical inventory reconciliation (SIR) | Statistical inventory reconciliation (SIR) |  | UST Currently In Use: 1; UST Temp Close: 2; AST Currently In Use: 0; AST Temp Closed: 0 | 1 | 2 | 4 | 24675-113-007573 | MILAN FOODS
41588 | Currently in Use |  | 1988-07-10 |  | Petroleum | Ethanol free gasoline | Ethanol free gasoline | Retail | Steel | Steel | Coated & cathodic protection (sti-P3), Field installed cathodic protection |  | Steel |  | 1901-01-01 | Field installed cathodic protection | Catchment Basin, Single walled catchment basin | Automatic shutoff device At 95% full | Automatic shutoff device At 95% full |  |  | Statistical Inventory Reconciliation (SIR) | [8 empty] | UST Currently In Use: 1; UST Temp Close: 2; AST Currently In Use: 0; AST Temp Closed: 0 | 1 | 2 | 4 | 24675-113-007573 | MILAN FOODS
41589 | Permanently Closed | 1991-09-01 | 1979-07-31 | 1999-07-07 | Petroleum | On road diesel | On road diesel | Emergency power generator | Steel | Steel |  | Painted or None | Steel |  | 1901-01-01 | [15 empty] | UST Currently In Use: 0; UST Temp Close: 0; AST Currently In Use: 0; AST Temp Closed: 0 | 0 | 0 | 1 | 17325-063-015291 | GREENE COUNTY GREYHOUND PARK
41590 | Permanently Closed | 2004-10-25 | 1982-06-01 | 2006-03-08 | Petroleum | Premium gasoline | Premium gasoline | Retail | Steel | Steel | Field installed cathodic protection |  | Steel |  | 1901-01-01 | Field installed cathodic protection | Catchment Basin, Single walled catchment basin | Flow Rest 90% Full | Flow Rest 90% Full | [8 empty] | Annual line testing | Annual line testing |  | UST Currently In Use: 0; UST Temp Close: 0; AST Currently In Use: 0; AST Temp Closed: 0 | 0 | 0 | 4 | 17222-003-015290 | GLEN'S SERVICE STATIONS OF ALABAMA
41591 | Permanently Closed | 2004-10-25 | 1982-06-01 | 2006-03-08 | Petroleum | Unleaded gasoline | Unleaded gasoline | Retail | Steel | Steel | Field installed cathodic protection |  | Steel |  | 1901-01-01 | Field installed cathodic protection | Catchment Basin, Single walled catchment basin | Flow Rest 90% Full | Flow Rest 90% Full | [8 empty] | Annual line testing | Annual line testing |  | UST Currently In Use: 0; UST Temp Close: 0; AST Currently In Use: 0; AST Temp Closed: 0 | 0 | 0 | 4 | 17222-003-015290 | GLEN'S SERVICE STATIONS OF ALABAMA
41592 | Permanently Closed | 2004-10-25 | 1982-06-01 | 2006-03-08 | Petroleum | Mid-grade gasoline | Mid-grade gasoline | Retail | Steel | Steel | Field installed cathodic protection |  | Steel |  | 1901-01-01 | Field installed cathodic protection | Catchment Basin, Single walled catchment basin | Flow Rest 90% Full | Flow Rest 90% Full | [8 empty] | Annual line testing | Annual line testing |  | UST Currently In Use: 0; UST Temp Close: 0; AST Currently In Use: 0; AST Temp Closed: 0 | 0 | 0 | 4 | 17222-003-015290 | GLEN'S SERVICE STATIONS OF ALABAMA
41593 | Permanently Closed | 2004-10-25 | 1982-06-01 | 2006-03-08 | Petroleum | On road diesel | On road diesel | Retail | Steel | Steel | Field installed cathodic protection |  | Steel |  | 1901-01-01 | Field installed cathodic protection | Catchment Basin, Single walled catchment basin | Flow Rest 90% Full | Flow Rest 90% Full | [8 empty] | Annual line testing | Annual line testing |  | UST Currently In Use: 0; UST Temp Close: 0; AST Currently In Use: 0; AST Temp Closed: 0 | 0 | 0 | 4 | 17222-003-015290 | GLEN'S SERVICE STATIONS OF ALABAMA
41594 | Permanently Closed | 2009-08-26 | 1991-01-17 | 2009-08-26 | Petroleum | Unleaded gasoline | Unleaded gasoline | Industrial | Steel | Steel | Coated & cathodic protection (sti-P3) |  | Fiberglass reinforced plastic |  |  |  | Catchment Basin, Single walled catchment basin | Flow Rest 90% Full | Flow Rest 90% Full |  |  | Automatic Tank Gauge | [8 empty] | UST Currently In Use: 0; UST Temp Close: 0; AST Currently In Use: 0; AST Temp Closed: 0 | 0 | 0 | 4 | 16189-097-014057 | GRADY BUICK CO INC
41595 | Permanently Closed | 1993-12-01 | 1985-01-01 |  | Petroleum | Used oil | Used oil | [7 empty] | 1901-01-01 | [15 empty] | UST Currently In Use: 2; UST Temp Close: 1; AST Currently In Use: 0; AST Temp Closed: 0 | 2 | 1 | 6 | 10702-073-002690 | BROWNING FERRIS INDUSTRIES
41596 | Permanently Closed | 1994-06-01 | 1976-01-01 | 1994-06-01 | Petroleum | Used oil | Used oil | [7 empty] | 1901-01-01 | [15 empty] | UST Currently In Use: 2; UST Temp Close: 1; AST Currently In Use: 0; AST Temp Closed: 0 | 2 | 1 | 6 | 10702-073-002690 | BROWNING FERRIS INDUSTRIES
41597 | Currently in Use |  | 1990-11-30 |  | Petroleum | Unleaded gasoline | Unleaded gasoline | Retail | Double Wall, Fiberglass reinforced plastic | Fiberglass reinforced plastic |  |  | Double Wall, Fiberglass reinforced plastic |  | 1901-01-01 |  | Catchment Basin, Single walled catchment basin | Automatic shutoff device At 95% full | Automatic shutoff device At 95% full | Interstitial Monitoring within Secondary Containment | SENSOR TO ATG |  |  | Automatic flow restrictor (MLLD) | Automatic flow restrictor (MLLD) |  | SENSOR TO ATG | Continuous alarm system | Continuous alarm system |  | UST Currently In Use: 3; UST Temp Close: 0; AST Currently In Use: 0; AST Temp Closed: 0 | 3 | 0 | 4 | 22176-073-000592 | Circle K Stores, Inc.
41598 | Currently in Use |  | 1990-11-30 |  | Petroleum | Premium gasoline | Premium gasoline | Retail | Double Wall, Fiberglass reinforced plastic | Fiberglass reinforced plastic |  |  | Double Wall, Fiberglass reinforced plastic |  | 1901-01-01 |  | Catchment Basin, Single walled catchment basin | Automatic shutoff device At 95% full | Automatic shutoff device At 95% full | Interstitial Monitoring within Secondary Containment | SENSOR TO ATG |  |  | Automatic flow restrictor (MLLD) | Automatic flow restrictor (MLLD) |  | SENSOR TO ATG | Continuous alarm system | Continuous alarm system |  | UST Currently In Use: 3; UST Temp Close: 0; AST Currently In Use: 0; AST Temp Closed: 0 | 3 | 0 | 4 | 22176-073-000592 | Circle K Stores, Inc.
41599 | Currently in Use |  | 1990-11-30 |  | Petroleum | On road diesel | On road diesel | Retail | Double Wall, Fiberglass reinforced plastic | Fiberglass reinforced plastic |  |  | Double Wall, Fiberglass reinforced plastic |  | 1901-01-01 |  | Catchment Basin, Single walled catchment basin | Automatic shutoff device At 95% full | Automatic shutoff device At 95% full | Interstitial Monitoring within Secondary Containment | SENSOR TO ATG |  |  | Automatic flow restrictor (MLLD) | Automatic flow restrictor (MLLD) |  | SENSOR TO ATG | Continuous alarm system | Continuous alarm system |  | UST Currently In Use: 3; UST Temp Close: 0; AST Currently In Use: 0; AST Temp Closed: 0 | 3 | 0 | 4 | 22176-073-000592 | Circle K Stores, Inc.
41600 | Permanently Closed | 1998-04-13 | 1990-05-09 | 1998-04-13 | Petroleum | Unleaded gasoline | Unleaded gasoline | Retail | Fiberglass reinforced plastic | Fiberglass reinforced plastic |  |  | Fiberglass reinforced plastic |  | 1901-01-01 |  | Catchment Basin, Single walled catchment basin | Flow Rest 90% Full | Flow Rest 90% Full | [8 empty] | Annual line testing | Annual line testing |  | UST Currently In Use: 0; UST Temp Close: 0; AST Currently In Use: 0; AST Temp Closed: 0 | 0 | 0 | 8 | 14413-073-003011 | SHOP A SNAK FOOD MART INC
41601 | Permanently Closed | 1998-04-13 | 1990-05-09 | 1998-04-13 | Petroleum | Unleaded gasoline | Unleaded gasoline | Retail | Fiberglass reinforced plastic | Fiberglass reinforced plastic |  |  | Fiberglass reinforced plastic |  | 1901-01-01 |  | Catchment Basin, Single walled catchment basin | Flow Rest 90% Full | Flow Rest 90% Full | [8 empty] | Annual line testing | Annual line testing |  | UST Currently In Use: 0; UST Temp Close: 0; AST Currently In Use: 0; AST Temp Closed: 0 | 0 | 0 | 8 | 14413-073-003011 | SHOP A SNAK FOOD MART INC
41602 | Permanently Closed | 1998-04-13 | 1990-05-09 | 1998-04-13 | Petroleum | Unleaded gasoline | Unleaded gasoline | Retail | Fiberglass reinforced plastic | Fiberglass reinforced plastic |  |  | Fiberglass reinforced plastic |  | 1901-01-01 |  | Catchment Basin, Single walled catchment basin | Flow Rest 90% Full | Flow Rest 90% Full | [8 empty] | Annual line testing | Annual line testing |  | UST Currently In Use: 0; UST Temp Close: 0; AST Currently In Use: 0; AST Temp Closed: 0 | 0 | 0 | 8 | 14413-073-003011 | SHOP A SNAK FOOD MART INC
41603 | Currently in Use |  | 1990-12-01 |  | Petroleum | Unleaded gasoline | Unleaded gasoline | Local Government | Fiberglass reinforced plastic, Single Wall | Single Wall |  |  | Fiberglass reinforced plastic, Single Wall |  | 1901-01-01 |  | Catchment Basin, Single walled catchment basin | Automatic shutoff device At 95% full | Automatic shutoff device At 95% full |  |  | Automatic Tank Gauge | [8 empty] | UST Currently In Use: 1; UST Temp Close: 1; AST Currently In Use: 0; AST Temp Closed: 0 | 1 | 1 | 1 | 10994-073-004185 | CITY OF BIRMINGHAM
41604 | Permanently Closed | 1991-03-15 | 1980-10-01 | 1991-03-15 | Petroleum | Unleaded gasoline | Unleaded gasoline |  | Steel | Steel |  | Painted or None | Steel |  | 1901-01-01 | None | [14 empty] | UST Currently In Use: 0; UST Temp Close: 0; AST Currently In Use: 0; AST Temp Closed: 0 | 0 | 0 | 4 | 17327-039-015292 | HOOPER INC
41605 | Permanently Closed | 1991-03-15 | 1980-10-01 | 1991-03-15 | Petroleum | Unleaded gasoline | Unleaded gasoline |  | Steel | Steel |  | Painted or None | Steel |  | 1901-01-01 | None | [14 empty] | UST Currently In Use: 0; UST Temp Close: 0; AST Currently In Use: 0; AST Temp Closed: 0 | 0 | 0 | 4 | 17327-039-015292 | HOOPER INC
41606 | Permanently Closed | 1991-03-15 | 1980-10-01 | 1991-03-15 | Petroleum | Unleaded gasoline | Unleaded gasoline |  | Steel | Steel |  | Painted or None | Steel |  | 1901-01-01 | None | [14 empty] | UST Currently In Use: 0; UST Temp Close: 0; AST Currently In Use: 0; AST Temp Closed: 0 | 0 | 0 | 4 | 17327-039-015292 | HOOPER INC
41607 | Permanently Closed | 1991-03-15 | 1980-10-01 | 1991-03-15 | Petroleum | On road diesel | On road diesel |  | Steel | Steel |  | Painted or None | Steel |  | 1901-01-01 | None | [14 empty] | UST Currently In Use: 0; UST Temp Close: 0; AST Currently In Use: 0; AST Temp Closed: 0 | 0 | 0 | 4 | 17327-039-015292 | HOOPER INC
41608 | Permanently Closed | 1998-04-30 | 1990-11-19 | 1998-05-06 | Petroleum | Unleaded gasoline | Unleaded gasoline |  | Steel | Steel | Coated & cathodic protection (sti-P3) |  | Fiberglass reinforced plastic |  | 1901-01-01 | None | Catchment Basin, Single walled catchment basin | Flow Rest 90% Full | Flow Rest 90% Full |  |  | Automatic Tank Gauge |  |  |  | Interstitial Monitoring within Secondary Containment |  |  |  |  | UST Currently In Use: 0; UST Temp Close: 0; AST Currently In Use: 0; AST Temp Closed: 0 | 0 | 0 | 3 | 11412-103-001135 | DECATUR UTILITIES
41609 | Permanently Closed | 2004-07-31 | 1970-01-01 | 2014-12-30 | Petroleum | Unleaded gasoline | Unleaded gasoline | Local government | Steel | Steel | Field installed cathodic protection |  | Steel |  |  | Field installed cathodic protection | Catchment Basin, Single walled catchment basin | Flow Rest 90% Full | Flow Rest 90% Full | [11 empty] | UST Currently In Use: 0; UST Temp Close: 0; AST Currently In Use: 0; AST Temp Closed: 0 | 0 | 0 | 4 | 15027-125-002894 | TUSCALOOSA COUNTY BOARD OF EDUCATION
41610 | Currently in Use |  | 1986-05-08 |  | Petroleum | Unleaded gasoline | Unleaded gasoline | Retail | Single Wall, Steel | Steel | Field installed cathodic protection, Interior lined (not allowed as a standalone method of corrosion protection) |  | Double Wall, Flexible | OPW |  | Other, FLXS ISOLA | Catchment Basin, Single walled catchment basin | Automatic shutoff device At 95% full | Automatic shutoff device At 95% full |  |  | Continuous Automatic Tank Gauge |  | Automatic flow restrictor (MLLD), Containment Sump | Containment Sump |  |  | Annual line testing | Annual line testing |  | UST Currently In Use: 4; UST Temp Close: 0; AST Currently In Use: 0; AST Temp Closed: 0 | 4 | 0 | 0 | 13983-121-015242 | R K ALLEN OIL CO INC
41611 | Currently in Use |  | 1986-05-08 |  | Petroleum | Premium gasoline | Premium gasoline | Retail | Single Wall, Steel | Steel | Field installed cathodic protection, Interior lined (not allowed as a standalone method of corrosion protection) |  | Double Wall, Flexible | OPW |  | Other, FLXS ISOLA | Catchment Basin, Single walled catchment basin | Automatic shutoff device At 95% full | Automatic shutoff device At 95% full |  |  | Continuous Automatic Tank Gauge |  | Automatic flow restrictor (MLLD), Containment Sump | Containment Sump |  |  | Annual line testing | Annual line testing |  | UST Currently In Use: 4; UST Temp Close: 0; AST Currently In Use: 0; AST Temp Closed: 0 | 4 | 0 | 0 | 13983-121-015242 | R K ALLEN OIL CO INC
41612 | Currently in Use |  | 1986-05-08 |  | Petroleum | On road diesel | On road diesel | Retail | Single Wall, Steel | Steel | Field installed cathodic protection, Interior lined (not allowed as a standalone method of corrosion protection) |  | Double Wall, Flexible | OPW |  | Other, FLXS ISOLA | Catchment Basin, Single walled catchment basin | Automatic shutoff device At 95% full | Automatic shutoff device At 95% full |  |  | Continuous Automatic Tank Gauge |  | Automatic flow restrictor (MLLD), Containment Sump | Containment Sump |  |  | Annual line testing | Annual line testing |  | UST Currently In Use: 4; UST Temp Close: 0; AST Currently In Use: 0; AST Temp Closed: 0 | 4 | 0 | 0 | 13983-121-015242 | R K ALLEN OIL CO INC
41613 | Currently in Use |  | 1986-05-08 |  | Petroleum | On road diesel | On road diesel | Retail | Single Wall, Steel | Steel | Field installed cathodic protection, Interior lined (not allowed as a standalone method of corrosion protection) |  | Double Wall, Flexible | OPW |  | Other, FLXS ISOLA | Catchment Basin, Single walled catchment basin | Automatic shutoff device At 95% full | Automatic shutoff device At 95% full |  |  | Continuous Automatic Tank Gauge |  | Automatic flow restrictor (MLLD), Containment Sump | Containment Sump |  |  | Annual line testing | Annual line testing |  | UST Currently In Use: 4; UST Temp Close: 0; AST Currently In Use: 0; AST Temp Closed: 0 | 4 | 0 | 0 | 13983-121-015242 | R K ALLEN OIL CO INC
41614 | Currently in Use |  | 1990-11-09 |  | Petroleum | Unleaded gasoline | Unleaded gasoline | Retail | Double Wall, Fiberglass coated steel | Fiberglass coated steel |  |  | Double Wall, Fiberglass reinforced plastic |  | 1901-01-01 | None | Catchment Basin, Single walled catchment basin | Automatic shutoff device At 95% full | Automatic shutoff device At 95% full |  |  | Continuous Automatic Tank Gauge |  | Automatic shutoff device (AELLD), Containment Sump | Containment Sump |  |  | Automatic electronic line leak detector (AELLD) | Automatic electronic line leak detector (AELLD) |  | UST Currently In Use: 3; UST Temp Close: 0; AST Currently In Use: 0; AST Temp Closed: 0 | 3 | 0 | 0 | 25265-073-015417 | LGWS/CROSS AMERICA PARTNERS
41615 | Currently in Use |  | 1990-11-09 |  | Petroleum | Unleaded gasoline | Unleaded gasoline | Retail | Double Wall, Steel | Steel | Coated & cathodic protection (sti-P3) |  | Double Wall, Fiberglass reinforced plastic |  |  |  | Single walled catchment basin | Automatic shutoff device At 95% full | Automatic shutoff device At 95% full |  |  | Continuous Automatic Tank Gauge |  | Automatic shutoff device (AELLD) | Automatic shutoff device (AELLD) |  |  | Automatic electronic line leak detector (AELLD) | Automatic electronic line leak detector (AELLD) |  | UST Currently In Use: 3; UST Temp Close: 0; AST Currently In Use: 0; AST Temp Closed: 0 | 3 | 0 | 0 | 25265-073-015417 | LGWS/CROSS AMERICA PARTNERS
41616 | Currently in Use |  | 1990-11-09 |  | Petroleum | Premium gasoline | Premium gasoline | Retail | Double Wall, Fiberglass coated steel | Fiberglass coated steel |  |  | Double Wall, Fiberglass reinforced plastic |  | 1901-01-01 | None | Catchment Basin, Single walled catchment basin | Automatic shutoff device At 95% full | Automatic shutoff device At 95% full |  |  | Continuous Automatic Tank Gauge |  | Automatic shutoff device (AELLD), Containment Sump | Containment Sump |  |  | Automatic electronic line leak detector (AELLD) | Automatic electronic line leak detector (AELLD) |  | UST Currently In Use: 3; UST Temp Close: 0; AST Currently In Use: 0; AST Temp Closed: 0 | 3 | 0 | 0 | 25265-073-015417 | LGWS/CROSS AMERICA PARTNERS
41617 | Permanently Closed | 2002-07-10 | 1990-02-23 | 2002-07-10 | Petroleum | On road diesel | On road diesel | Emergency Power Generator, Local Government | Steel | Steel | Coated & cathodic protection (sti-P3) |  | Fiberglass reinforced plastic |  | 1901-01-01 |  | Catchment Basin, Single walled catchment basin | Flow Rest 90% Full | Flow Rest 90% Full | [11 empty] | UST Currently In Use: 0; UST Temp Close: 0; AST Currently In Use: 0; AST Temp Closed: 0 | 0 | 0 | 1 | 12713-073-015418 | JEFFERSON COUNTY COMMISSION
41618 | Currently in Use |  | 1990-10-23 |  | Petroleum | Premium gasoline | Premium gasoline | Retail | Steel | Steel | Coated & cathodic protection (sti-P3) |  | Fiberglass reinforced plastic |  |  |  | Catchment Basin, Single walled catchment basin | Flow Rest 90% Full | Flow Rest 90% Full |  | SENSOR TO ATG | Continuous Automatic Tank Gauge |  | Automatic shutoff device (AELLD), Containment Sump | Containment Sump |  | SENSOR TO ATG |  |  |  | UST Currently In Use: 3; UST Temp Close: 0; AST Currently In Use: 0; AST Temp Closed: 0 | 3 | 0 | 0 | 13434-035-015293 | MIDDLETON OIL COMPANY, INC.
41619 | Currently in Use |  | 1990-10-23 |  | Petroleum | Mid-grade gasoline | Mid-grade gasoline | Retail | Steel | Steel | Coated & cathodic protection (sti-P3) |  | Fiberglass reinforced plastic |  |  |  | Catchment Basin, Single walled catchment basin | Flow Rest 90% Full | Flow Rest 90% Full |  | SENSOR TO ATG | Continuous Automatic Tank Gauge |  | Automatic shutoff device (AELLD), Containment Sump | Containment Sump |  | SENSOR TO ATG |  |  |  | UST Currently In Use: 3; UST Temp Close: 0; AST Currently In Use: 0; AST Temp Closed: 0 | 3 | 0 | 0 | 13434-035-015293 | MIDDLETON OIL COMPANY, INC.
41620 | Currently in Use |  | 1990-10-23 |  | Petroleum | Unleaded gasoline | Unleaded gasoline | Retail | Steel | Steel | Coated & cathodic protection (sti-P3) |  | Fiberglass reinforced plastic |  |  |  | Catchment Basin, Single walled catchment basin | Flow Rest 90% Full | Flow Rest 90% Full |  | SENSOR TO ATG | Continuous Automatic Tank Gauge |  | Automatic shutoff device (AELLD), Containment Sump | Containment Sump |  | SENSOR TO ATG |  |  |  | UST Currently In Use: 3; UST Temp Close: 0; AST Currently In Use: 0; AST Temp Closed: 0 | 3 | 0 | 0 | 13434-035-015293 | MIDDLETON OIL COMPANY, INC.
41621 | Permanently Closed | 2015-08-01 | 1990-09-25 | 2015-08-12 | Petroleum | Unleaded gasoline | Unleaded gasoline | Industrial | Single Wall, Steel | Steel | Coated & cathodic protection (sti-P3) |  | Fiberglass reinforced plastic, Single Wall |  |  |  | Catchment Basin, Single walled catchment basin | Automatic shutoff device At 95% full, Flow Rest 90% Full | Flow Rest 90% Full |  | PIT LINER | Continuous Automatic Tank Gauge | [8 empty] | UST Currently In Use: 0; UST Temp Close: 0; AST Currently In Use: 0; AST Temp Closed: 0 | 0 | 0 | 8 | 10125-073-008786 | SPIRE ALABAMA INC.
41622 | Currently in Use |  | 1990-03-16 |  | Petroleum | On road diesel | On road diesel | Emergency Power Generator, Local Government | Steel | Steel | Coated & cathodic protection (sti-P3), Field installed cathodic protection, Interior lined (not allowed as a standalone method of corrosion protection) |  | Other, COPPER |  |  |  | Catchment Basin, Single walled catchment basin | Automatic shutoff device At 95% full | Automatic shutoff device At 95% full |  |  | Manual Tank Gauging (only tanks 1000 gal. or less and 48” or 64” in diameter) | [8 empty] | UST Currently In Use: 1; UST Temp Close: 0; AST Currently In Use: 0; AST Temp Closed: 0 | 1 | 0 | 0 | 13923-097-015294 | PRICHARD WATER & SEWER BOARD
41623 | Currently in Use |  | 1990-11-29 |  | Petroleum | Unleaded gasoline | Unleaded gasoline | Industrial | Double Wall, Fiberglass reinforced plastic | Fiberglass reinforced plastic |  |  | Double Wall, Fiberglass reinforced plastic |  | 1901-01-01 |  | Catchment Basin, Single walled catchment basin | Automatic shutoff device At 95% full | Automatic shutoff device At 95% full |  |  | Automatic Tank Gauge |  | Automatic flow restrictor (MLLD), Containment Sump | Containment Sump |  | SENSOR TO ATG | Annual line testing, Continuous alarm system | Continuous alarm system |  | UST Currently In Use: 1; UST Temp Close: 0; AST Currently In Use: 0; AST Temp Closed: 0 | 1 | 0 | 4 | 15094-097-002646 | UNITED PARCEL SERVICE
41624 | Permanently Closed | 1991-06-11 | 1980-01-01 | 1991-06-11 | Petroleum | Used oil | Used oil |  | Steel | Steel |  |  | Steel |  | 1901-01-01 | [15 empty] | UST Currently In Use: 1; UST Temp Close: 0; AST Currently In Use: 0; AST Temp Closed: 0 | 1 | 0 | 4 | 15094-097-002646 | UNITED PARCEL SERVICE
41625 | Currently in Use |  | 1990-10-18 |  | Petroleum | Unleaded gasoline | Unleaded gasoline | Retail | Single Wall, Steel | Steel | Coated & cathodic protection (sti-P3) |  | Fiberglass reinforced plastic, Single Wall |  |  | Other, FLXS ISOLA | Catchment Basin, Single walled catchment basin | Flow Rest 90% Full | Flow Rest 90% Full |  |  | Automatic Tank Gauge |  | Automatic flow restrictor (MLLD), Containment Sump | Containment Sump |  |  | Annual line testing | Annual line testing |  | UST Currently In Use: 2; UST Temp Close: 0; AST Currently In Use: 0; AST Temp Closed: 0 | 2 | 0 | 3 | 22877-039-008905 | STEVE AND DIANE TUCKER
41626 | Currently in Use |  | 1990-10-18 |  | Petroleum | Premium gasoline | Premium gasoline | Retail | Single Wall, Steel | Steel | Coated & cathodic protection (sti-P3) |  | Fiberglass reinforced plastic, Single Wall |  |  | Other, FLXS ISOLA | Catchment Basin, Single walled catchment basin | Flow Rest 90% Full | Flow Rest 90% Full |  |  | Automatic Tank Gauge |  | Automatic flow restrictor (MLLD), Containment Sump | Containment Sump |  |  | Annual line testing | Annual line testing |  | UST Currently In Use: 2; UST Temp Close: 0; AST Currently In Use: 0; AST Temp Closed: 0 | 2 | 0 | 3 | 22877-039-008905 | STEVE AND DIANE TUCKER
41627 | Permanently Closed | 1997-11-06 | 1990-10-23 | 1998-02-05 | Petroleum | Unleaded gasoline | Unleaded gasoline |  | Steel | Steel | Coated & cathodic protection (sti-P3) |  | Fiberglass reinforced plastic |  | 1901-01-01 | None | Catchment Basin, Single walled catchment basin | Flow Rest 90% Full | Flow Rest 90% Full | [11 empty] | UST Currently In Use: 0; UST Temp Close: 0; AST Currently In Use: 0; AST Temp Closed: 0 | 0 | 0 | 1 | 13638-013-015295 | NEWTON OIL COMPANY
41628 | Permanently Closed | 1996-11-30 | 1979-01-01 | 1997-06-26 | Petroleum | Unleaded gasoline | Unleaded gasoline |  | Steel | Steel |  |  | Steel |  | 1901-01-01 | [6 empty] | Statistical Inventory Reconciliation (SIR) | [8 empty] | UST Currently In Use: 0; UST Temp Close: 0; AST Currently In Use: 0; AST Temp Closed: 0 | 0 | 0 | 3 | 13970-097-015296 | MERRITT OIL CO INC
41629 | Permanently Closed | 1996-11-30 | 1979-01-01 | 1997-06-26 | Petroleum | Unleaded gasoline | Unleaded gasoline |  | Steel | Steel |  |  | Steel |  | 1901-01-01 | [6 empty] | Statistical Inventory Reconciliation (SIR) | [8 empty] | UST Currently In Use: 0; UST Temp Close: 0; AST Currently In Use: 0; AST Temp Closed: 0 | 0 | 0 | 3 | 13970-097-015296 | MERRITT OIL CO INC
41630 | Permanently Closed | 1996-11-30 | 1979-01-01 | 1997-06-26 | Petroleum | Unleaded gasoline | Unleaded gasoline |  | Steel | Steel |  |  | Steel |  | 1901-01-01 | [6 empty] | Statistical Inventory Reconciliation (SIR) | [8 empty] | UST Currently In Use: 0; UST Temp Close: 0; AST Currently In Use: 0; AST Temp Closed: 0 | 0 | 0 | 3 | 13970-097-015296 | MERRITT OIL CO INC
41631 | Permanently Closed | 1993-01-20 | 1972-01-01 | 1993-01-20 | Petroleum | Used oil | Used oil |  | Steel | Steel |  |  | Steel |  | 1901-01-01 | None | [14 empty] | UST Currently In Use: 0; UST Temp Close: 0; AST Currently In Use: 0; AST Temp Closed: 0 | 0 | 0 | 3 | 15092-097-003567 | UNITED GAS PIPE LINE COMPNAY
41632 | Currently in Use |  | 1990-01-10 |  | Petroleum | Unleaded gasoline | Unleaded gasoline | Retail | Steel | Steel | Coated & cathodic protection (sti-P3) |  | Fiberglass reinforced plastic |  |  |  | Catchment Basin, Single walled catchment basin | Flow Rest 90% Full | Flow Rest 90% Full |  |  | Automatic Tank Gauge |  | Automatic flow restrictor (MLLD) | Automatic flow restrictor (MLLD) |  |  | Annual line testing | Annual line testing |  | UST Currently In Use: 2; UST Temp Close: 0; AST Currently In Use: 0; AST Temp Closed: 0 | 2 | 0 | 2 | 26001-097-014518 | HATCH'S LLC
41634 | Currently in Use |  | 1990-01-10 |  | Petroleum | Premium gasoline | Premium gasoline | Retail | Steel | Steel | Coated & cathodic protection (sti-P3) |  | Fiberglass reinforced plastic |  |  |  | Catchment Basin, Single walled catchment basin | Flow Rest 90% Full | Flow Rest 90% Full |  |  | Automatic Tank Gauge |  | Automatic flow restrictor (MLLD) | Automatic flow restrictor (MLLD) |  |  | Annual line testing | Annual line testing |  | UST Currently In Use: 2; UST Temp Close: 0; AST Currently In Use: 0; AST Temp Closed: 0 | 2 | 0 | 2 | 26001-097-014518 | HATCH'S LLC
41635 | Permanently Closed | 1991-09-18 | 1984-06-01 | 1991-09-18 | Petroleum | On road diesel | On road diesel |  | Steel | Steel |  |  | Steel |  | 1901-01-01 | [15 empty] | UST Currently In Use: 0; UST Temp Close: 0; AST Currently In Use: 0; AST Temp Closed: 0 | 0 | 0 | 1 | 22026-097-015297 | SHERMAN INDUSTRIES, LLC
41636 | Currently in Use |  | 1985-04-14 23:00 |  | Petroleum | Unleaded gasoline | Unleaded gasoline | Retail | Steel | Steel | Field installed cathodic protection |  | Steel |  |  | Field installed cathodic protection | Catchment Basin, Single walled catchment basin | Automatic shutoff device At 95% full | Automatic shutoff device At 95% full |  |  | Automatic Tank Gauge |  | Automatic flow restrictor (MLLD) | Automatic flow restrictor (MLLD) |  |  | Annual line testing | Annual line testing |  | UST Currently In Use: 2; UST Temp Close: 0; AST Currently In Use: 0; AST Temp Closed: 0 | 2 | 0 | 0 | 25119-097-015298 | DARPAN PATEL
41637 | Retired |  | 1985-04-14 23:00 | [27 empty] | UST Currently In Use: 2; UST Temp Close: 0; AST Currently In Use: 0; AST Temp Closed: 0 | 2 | 0 | 0 | 26125-097-015298 | Omer Alka Blani
41638 | Currently in Use |  | 1985-04-14 23:00 |  | Petroleum | Premium gasoline | Premium gasoline | Retail | Steel | Steel | Field installed cathodic protection |  | Steel |  |  | Field installed cathodic protection | Catchment Basin, Single walled catchment basin | Automatic shutoff device At 95% full | Automatic shutoff device At 95% full |  |  | Automatic Tank Gauge |  | Automatic flow restrictor (MLLD) | Automatic flow restrictor (MLLD) |  |  | Annual line testing | Annual line testing |  | UST Currently In Use: 2; UST Temp Close: 0; AST Currently In Use: 0; AST Temp Closed: 0 | 2 | 0 | 0 | 25119-097-015298 | DARPAN PATEL
41639 | Permanently Closed | 2008-01-01 | 1987-11-01 | 2010-07-09 | Petroleum | Unleaded gasoline | Unleaded gasoline | Retail | Steel | Steel | Coated & cathodic protection (sti-P3), Field installed cathodic protection |  | Steel |  | 1901-01-01 | Field installed cathodic protection | Catchment Basin, Single walled catchment basin | Audible high level alarm At 90% full | Audible high level alarm At 90% full |  |  | Automatic Tank Gauge | [5 empty] | Annual line testing | Annual line testing |  | UST Currently In Use: 1; UST Temp Close: 0; AST Currently In Use: 0; AST Temp Closed: 0 | 1 | 0 | 3 | 23492-097-015299 | DURGA, LLC
41640 | Permanently Closed | 2008-01-01 | 1987-11-01 | 2010-07-09 | Petroleum | Mid-grade gasoline | Mid-grade gasoline | Retail | Steel | Steel | Coated & cathodic protection (sti-P3), Field installed cathodic protection |  | Steel |  | 1901-01-01 | Field installed cathodic protection | Catchment Basin, Single walled catchment basin | Audible high level alarm At 90% full | Audible high level alarm At 90% full |  |  | Automatic Tank Gauge | [5 empty] | Annual line testing | Annual line testing |  | UST Currently In Use: 1; UST Temp Close: 0; AST Currently In Use: 0; AST Temp Closed: 0 | 1 | 0 | 3 | 23492-097-015299 | DURGA, LLC
41641 | Permanently Closed | 2008-01-01 | 1987-11-01 | 2010-07-09 | Petroleum | Premium gasoline | Premium gasoline | Retail | Steel | Steel | Coated & cathodic protection (sti-P3), Field installed cathodic protection |  | Steel |  | 1901-01-01 | Field installed cathodic protection | Catchment Basin, Single walled catchment basin | Audible high level alarm At 90% full | Audible high level alarm At 90% full |  |  | Automatic Tank Gauge | [5 empty] | Annual line testing | Annual line testing |  | UST Currently In Use: 1; UST Temp Close: 0; AST Currently In Use: 0; AST Temp Closed: 0 | 1 | 0 | 3 | 23492-097-015299 | DURGA, LLC
41642 | Permanently Closed | 1993-01-01 | 1965-01-01 | 1993-01-01 | Petroleum | Unleaded gasoline | Unleaded gasoline | Local government | Steel | Steel |  | Painted or None | Steel |  | 1901-01-01 | [6 empty] | Manual Tank Gauging (only tanks 1000 gal. or less and 48” or 64” in diameter) | [8 empty] | UST Currently In Use: 0; UST Temp Close: 0; AST Currently In Use: 0; AST Temp Closed: 0 | 0 | 0 | 3 | 17251-061-015450 | GENEVA COUNTY COMMISSION
41643 | Permanently Closed | 1995-10-01 | 1965-01-01 | 1996-09-03 | Petroleum | Unleaded gasoline | Unleaded gasoline | Bulk facility, Local Government | Steel | Steel |  | Painted or None | Steel |  | 1901-01-01 | [6 empty] | Manual Tank Gauging (only tanks 1000 gal. or less and 48” or 64” in diameter) | [8 empty] | UST Currently In Use: 0; UST Temp Close: 0; AST Currently In Use: 0; AST Temp Closed: 0 | 0 | 0 | 3 | 17251-061-015450 | GENEVA COUNTY COMMISSION
41644 | Permanently Closed | 1995-10-01 | 1965-01-01 | 1996-09-03 | Petroleum | On road diesel | On road diesel | Bulk facility, Local Government | Steel | Steel |  | Painted or None | Steel |  | 1901-01-01 | [6 empty] | Manual Tank Gauging (only tanks 1000 gal. or less and 48” or 64” in diameter) | [8 empty] | UST Currently In Use: 0; UST Temp Close: 0; AST Currently In Use: 0; AST Temp Closed: 0 | 0 | 0 | 3 | 17251-061-015450 | GENEVA COUNTY COMMISSION
41645 | Permanently Closed | 1993-03-04 | 1950-01-01 | 1993-03-04 | Petroleum | Unleaded gasoline | Unleaded gasoline | Local government | Steel | Steel |  |  | Steel |  | 1901-01-01 | [6 empty] | Manual Tank Gauging (only tanks 1000 gal. or less and 48” or 64” in diameter) | [8 empty] | UST Currently In Use: 0; UST Temp Close: 0; AST Currently In Use: 0; AST Temp Closed: 0 | 0 | 0 | 2 | 17251-061-015452 | GENEVA COUNTY COMMISSION
41646 | Permanently Closed | 1993-03-04 | 1950-01-01 | 1993-03-04 | Petroleum | On road diesel | On road diesel | Local government | Steel | Steel |  |  | Steel |  | 1901-01-01 | [6 empty] | Manual Tank Gauging (only tanks 1000 gal. or less and 48” or 64” in diameter) | [8 empty] | UST Currently In Use: 0; UST Temp Close: 0; AST Currently In Use: 0; AST Temp Closed: 0 | 0 | 0 | 2 | 17251-061-015452 | GENEVA COUNTY COMMISSION
41647 | Permanently Closed | 1997-01-01 | 1990-10-15 | 2005-04-21 | Petroleum | Unleaded gasoline | Unleaded gasoline | Local government | Steel | Steel | Coated & cathodic protection (sti-P3) |  | Fiberglass reinforced plastic |  | 1901-01-01 | None | Catchment Basin, Single walled catchment basin | Flow Rest 90% Full | Flow Rest 90% Full | [11 empty] | UST Currently In Use: 0; UST Temp Close: 0; AST Currently In Use: 0; AST Temp Closed: 0 | 0 | 0 | 2 | 11665-031-015243 | ELBA CITY BOARD OF EDUCATION
41649 | Permanently Closed | 1997-01-01 | 1990-10-15 | 2005-04-21 | Petroleum | On road diesel | On road diesel | Local government | Steel | Steel | Coated & cathodic protection (sti-P3) |  | Fiberglass reinforced plastic |  | 1901-01-01 | None | Catchment Basin, Single walled catchment basin | Flow Rest 90% Full | Flow Rest 90% Full | [11 empty] | UST Currently In Use: 0; UST Temp Close: 0; AST Currently In Use: 0; AST Temp Closed: 0 | 0 | 0 | 2 | 11665-031-015243 | ELBA CITY BOARD OF EDUCATION
41650 | Permanently Closed | 2008-04-02 | 1990-06-30 | 2023-05-17 | Petroleum | On road diesel | On road diesel | Retail | Steel | Steel | Coated & cathodic protection (sti-P3) |  | Fiberglass reinforced plastic |  |  |  | Catchment Basin, Single walled catchment basin | Flow Rest 90% Full | Flow Rest 90% Full |  |  | Continuous Automatic Tank Gauge |  | Automatic shutoff device (AELLD) | Automatic shutoff device (AELLD) | [5 empty] | UST Currently In Use: 0; UST Temp Close: 0; AST Currently In Use: 0; AST Temp Closed: 0 | 0 | 0 | 11 | 25779-111-013259 | TOWN OF WADLEY
41651 | Permanently Closed | 1992-12-08 | 1980-09-01 | 1992-12-08 | Petroleum | Unleaded gasoline | Unleaded gasoline |  | Steel | Steel |  | Painted or None | Steel |  | 1901-01-01 | [15 empty] | UST Currently In Use: 0; UST Temp Close: 0; AST Currently In Use: 0; AST Temp Closed: 0 | 0 | 0 | 2 | 17317-077-015378 | JOHNNIE ABRAMSON
41652 | Permanently Closed | 1992-12-08 | 1980-09-01 | 1992-12-08 | Petroleum | On road diesel | On road diesel |  | Steel | Steel |  | Painted or None | Steel |  | 1901-01-01 | [15 empty] | UST Currently In Use: 0; UST Temp Close: 0; AST Currently In Use: 0; AST Temp Closed: 0 | 0 | 0 | 2 | 17317-077-015378 | JOHNNIE ABRAMSON
41653 | Retired | 1988-12-22 | 1979-06-01 |  | Petroleum | On road diesel | On road diesel |  | Steel | Steel |  | Painted or None | Steel |  | 1901-01-01 |  | Catchment Basin, Single walled catchment basin |  |  |  |  | Statistical Inventory Reconciliation (SIR) | [5 empty] | Annual line testing | Annual line testing |  | UST Currently In Use: 2; UST Temp Close: 0; AST Currently In Use: 0; AST Temp Closed: 0 | 2 | 0 | 5 | 11661-077-013341 | EDWARDS OIL COMPANY
41654 | Permanently Closed | 1993-01-01 | 1970-01-01 | 1997-01-03 | Petroleum | Unleaded gasoline | Unleaded gasoline |  | Steel | Steel |  |  | Steel |  | 1901-01-01 | [15 empty] | UST Currently In Use: 0; UST Temp Close: 0; AST Currently In Use: 0; AST Temp Closed: 0 | 0 | 0 | 2 | 17297-073-015419 | STEEL CITY ERECTION CO INC
41655 | Permanently Closed | 1993-01-01 | 1970-01-01 | 1997-01-03 | Petroleum | On road diesel | On road diesel |  | Steel | Steel |  |  | Steel |  | 1901-01-01 | [15 empty] | UST Currently In Use: 0; UST Temp Close: 0; AST Currently In Use: 0; AST Temp Closed: 0 | 0 | 0 | 2 | 17297-073-015419 | STEEL CITY ERECTION CO INC
41656 | Permanently Closed | 1991-05-29 | 1970-01-10 | 1991-05-29 | Petroleum | Unleaded gasoline | Unleaded gasoline |  | Steel | Steel |  |  | Steel |  | 1901-01-01 | [6 empty] | Manual Tank Gauging (only tanks 1000 gal. or less and 48” or 64” in diameter) | [8 empty] | UST Currently In Use: 0; UST Temp Close: 0; AST Currently In Use: 0; AST Temp Closed: 0 | 0 | 0 | 1 | 17298-073-015420 | PINE TREE COUNTRY CLUB
41657 | Permanently Closed | 1993-03-19 | 1987-01-01 | 1993-03-19 | Petroleum | On road diesel | On road diesel |  | Steel | Steel |  | Painted or None | Fiberglass reinforced plastic, Steel |  | 1901-01-01 | [15 empty] | UST Currently In Use: 0; UST Temp Close: 0; AST Currently In Use: 2; AST Temp Closed: 0 | 0 | 0 | 2 | 17319-083-015379 | SWEET SUE KITCHENS INC
41658 | Permanently Closed | 1993-02-03 | 1988-01-01 | 1993-02-03 | Petroleum | On road diesel | On road diesel |  | Steel | Steel |  | Painted or None | Fiberglass reinforced plastic, Steel |  | 1901-01-01 | [15 empty] | UST Currently In Use: 0; UST Temp Close: 0; AST Currently In Use: 2; AST Temp Closed: 0 | 0 | 0 | 2 | 17319-083-015379 | SWEET SUE KITCHENS INC
41659 | Inert | 2014-07-04 | 1990-01-01 |  | Petroleum | On road diesel | On road diesel | Retail | Steel | Steel | Coated & cathodic protection (sti-P3) |  | Fiberglass reinforced plastic |  |  |  | Catchment Basin, Single walled catchment basin | Flow Rest 90% Full | Flow Rest 90% Full |  |  | Statistical Inventory Reconciliation (SIR) | [8 empty] | UST Currently In Use: 0; UST Temp Close: 0; AST Currently In Use: 0; AST Temp Closed: 0 | 0 | 0 | 0 | 22006-117-003502 | SHAHEEN, INC.
41660 | Currently in Use |  | 1991-01-15 |  | Petroleum | Unleaded gasoline | Unleaded gasoline | Industrial | Double Wall, Fiberglass reinforced plastic | Fiberglass reinforced plastic |  |  | Fiberglass reinforced plastic |  | 1901-01-01 |  | Catchment Basin, Single walled catchment basin | Automatic shutoff device At 95% full, Flow Rest 90% Full | Flow Rest 90% Full |  |  | Continuous Automatic Tank Gauge |  | Automatic flow restrictor (MLLD) | Automatic flow restrictor (MLLD) |  | SENSOR TO ATG | Annual line testing, Continuous alarm system | Continuous alarm system |  | UST Currently In Use: 1; UST Temp Close: 0; AST Currently In Use: 0; AST Temp Closed: 0 | 1 | 0 | 3 | 15094-055-002653 | UNITED PARCEL SERVICE
41661 | Permanently Closed | 2008-12-04 | 1990-04-24 | 2008-12-04 | Petroleum | Unleaded gasoline | Unleaded gasoline | Industrial | Steel | Steel | Coated & cathodic protection (sti-P3) |  | Fiberglass reinforced plastic |  | 1901-01-01 | None | Catchment Basin, Single walled catchment basin | Automatic shutoff device At 95% full | Automatic shutoff device At 95% full |  |  | Automatic Tank Gauge, Continuous Automatic Tank Gauge | [8 empty] | UST Currently In Use: 0; UST Temp Close: 0; AST Currently In Use: 0; AST Temp Closed: 0 | 0 | 0 | 2 | 17299-073-015421 | ALTEC INDUSTRIES INC
41662 | Permanently Closed | 2008-12-04 | 1990-04-24 | 2008-12-04 | Petroleum | On road diesel | On road diesel | Industrial | Steel | Steel | Coated & cathodic protection (sti-P3) |  | Fiberglass reinforced plastic |  | 1901-01-01 | None | Catchment Basin, Single walled catchment basin | Automatic shutoff device At 95% full, Flow Rest 90% Full | Flow Rest 90% Full |  |  | Automatic Tank Gauge, Continuous Automatic Tank Gauge | [8 empty] | UST Currently In Use: 0; UST Temp Close: 0; AST Currently In Use: 0; AST Temp Closed: 0 | 0 | 0 | 2 | 17299-073-015421 | ALTEC INDUSTRIES INC
41663 | Permanently Closed | 1996-09-23 | 1991-02-11 | 1996-09-24 | Petroleum | Unleaded gasoline | Unleaded gasoline | Industrial | Steel | Steel | Coated & cathodic protection (sti-P3) |  | Fiberglass reinforced plastic |  | 1901-01-01 |  | Catchment Basin, Single walled catchment basin | Flow Rest 90% Full | Flow Rest 90% Full | [8 empty] | Annual line testing | Annual line testing |  | UST Currently In Use: 0; UST Temp Close: 0; AST Currently In Use: 0; AST Temp Closed: 0 | 0 | 0 | 4 | 13903-073-001651 | POST AIRGAS INC
41664 | Currently in Use |  | 1990-12-10 |  | Petroleum | Unleaded gasoline | Unleaded gasoline | Retail | Steel | Steel | Coated & cathodic protection (sti-P3) |  | Fiberglass reinforced plastic |  |  |  | Catchment Basin, Single walled catchment basin | Automatic shutoff device At 95% full | Automatic shutoff device At 95% full |  |  | Continuous Automatic Tank Gauge |  | Automatic flow restrictor (MLLD) | Automatic flow restrictor (MLLD) | Interstitial Monitoring within Secondary Containment |  | Continuous alarm system | Continuous alarm system |  | UST Currently In Use: 3; UST Temp Close: 0; AST Currently In Use: 0; AST Temp Closed: 0 | 3 | 0 | 4 | 13284-083-007615 | H.L. MARTIN DISTRIBUTING CO.
41665 | Currently in Use |  | 1990-12-10 |  | Petroleum | Premium gasoline | Premium gasoline | Retail | Steel | Steel | Coated & cathodic protection (sti-P3) |  | Fiberglass reinforced plastic |  |  |  | Catchment Basin, Single walled catchment basin | Automatic shutoff device At 95% full | Automatic shutoff device At 95% full |  |  | Continuous Automatic Tank Gauge |  | Automatic flow restrictor (MLLD) | Automatic flow restrictor (MLLD) | Interstitial Monitoring within Secondary Containment |  | Continuous alarm system | Continuous alarm system |  | UST Currently In Use: 3; UST Temp Close: 0; AST Currently In Use: 0; AST Temp Closed: 0 | 3 | 0 | 4 | 13284-083-007615 | H.L. MARTIN DISTRIBUTING CO.
41666 | Currently in Use |  | 1990-11-27 |  | Petroleum | Unleaded gasoline | Unleaded gasoline |  | Steel | Steel | Coated & cathodic protection (sti-P3) |  | Fiberglass reinforced plastic |  | 1901-01-01 | Other, DBL WALLED | Catchment Basin, Single walled catchment basin | Flow Rest 90% Full | Flow Rest 90% Full |  |  | Automatic Tank Gauge |  | Automatic flow restrictor (MLLD) | Automatic flow restrictor (MLLD) | Interstitial Monitoring within Secondary Containment |  | Annual line testing | Annual line testing |  | UST Currently In Use: 3; UST Temp Close: 0; AST Currently In Use: 0; AST Temp Closed: 0 | 3 | 0 | 0 | 23781-045-015237 | SUN VALLEY MARKETS LLC
41667 | Currently in Use |  | 1991-01-01 |  | Petroleum | Unleaded gasoline | Unleaded gasoline | Retail | Single Wall, Steel | Steel | Coated & cathodic protection (sti-P3) |  | Fiberglass reinforced plastic, Single Wall |  |  | Other, FLXS ISOLA | Catchment Basin, Single walled catchment basin | Automatic shutoff device At 95% full | Automatic shutoff device At 95% full |  |  | Continuous Automatic Tank Gauge | [8 empty] | UST Currently In Use: 2; UST Temp Close: 0; AST Currently In Use: 0; AST Temp Closed: 0 | 2 | 0 | 3 | 25134-073-005597 | LAKEVIEW FUEL, LLC
41668 | Currently in Use |  | 1991-01-01 |  | Petroleum | Premium gasoline | Premium gasoline | Retail | Single Wall, Steel | Steel | Coated & cathodic protection (sti-P3) |  | Fiberglass reinforced plastic, Single Wall |  |  | Other, FLXS ISOLA | Catchment Basin, Single walled catchment basin | Automatic shutoff device At 95% full | Automatic shutoff device At 95% full |  |  | Continuous Automatic Tank Gauge | [8 empty] | UST Currently In Use: 2; UST Temp Close: 0; AST Currently In Use: 0; AST Temp Closed: 0 | 2 | 0 | 3 | 25134-073-005597 | LAKEVIEW FUEL, LLC
41669 | Currently in Use |  | 1991-02-28 |  | Petroleum | Unleaded gasoline | Unleaded gasoline | Retail | Single Wall, Steel | Steel | Coated & cathodic protection (sti-P3) |  | Fiberglass reinforced plastic, Single Wall |  |  |  | Catchment Basin, Single walled catchment basin | Audible high level alarm At 90% full, Automatic shutoff device At 95% full, Flow Rest 90% Full | Flow Rest 90% Full |  |  | Continuous Automatic Tank Gauge | Direct Bury submersible pump | Automatic flow restrictor (MLLD) | Automatic flow restrictor (MLLD) |  |  | Annual line testing | Annual line testing |  | UST Currently In Use: 3; UST Temp Close: 0; AST Currently In Use: 0; AST Temp Closed: 0 | 3 | 0 | 0 | 19620-103-015381 | WALLY WORLD MINI MARTS
41670 | Currently in Use |  | 1991-02-28 |  | Petroleum | Unleaded gasoline | Unleaded gasoline | Retail | Single Wall, Steel | Steel | Coated & cathodic protection (sti-P3) |  | Fiberglass reinforced plastic, Single Wall |  |  |  | Catchment Basin, Single walled catchment basin | Audible high level alarm At 90% full, Automatic shutoff device At 95% full, Flow Rest 90% Full | Flow Rest 90% Full |  |  | Continuous Automatic Tank Gauge | Direct Bury submersible pump | Automatic flow restrictor (MLLD) | Automatic flow restrictor (MLLD) |  |  | Annual line testing | Annual line testing |  | UST Currently In Use: 3; UST Temp Close: 0; AST Currently In Use: 0; AST Temp Closed: 0 | 3 | 0 | 0 | 19620-103-015381 | WALLY WORLD MINI MARTS
41671 | Currently in Use |  | 1991-02-28 |  | Petroleum | Premium gasoline | Premium gasoline | Retail | Single Wall, Steel | Steel | Coated & cathodic protection (sti-P3) |  | Fiberglass reinforced plastic, Single Wall |  |  |  | Catchment Basin, Single walled catchment basin | Audible high level alarm At 90% full, Automatic shutoff device At 95% full, Flow Rest 90% Full | Flow Rest 90% Full |  |  | Continuous Automatic Tank Gauge | Direct Bury submersible pump | Automatic flow restrictor (MLLD) | Automatic flow restrictor (MLLD) |  |  | Annual line testing | Annual line testing |  | UST Currently In Use: 3; UST Temp Close: 0; AST Currently In Use: 0; AST Temp Closed: 0 | 3 | 0 | 0 | 19620-103-015381 | WALLY WORLD MINI MARTS
41672 | Currently in Use |  | 1990-11-15 |  | Petroleum | On road diesel | On road diesel | Retail | Fiberglass reinforced plastic, Single Wall | Single Wall |  |  | Double Wall, Fiberglass reinforced plastic |  |  | None | Catchment Basin, Single walled catchment basin | Flow Rest 90% Full | Flow Rest 90% Full |  |  | Continuous Automatic Tank Gauge | Single walled submersible pump containment sump | Automatic flow restrictor (MLLD), Containment Sump | Containment Sump |  |  | Annual line testing | Annual line testing |  | UST Currently In Use: 4; UST Temp Close: 0; AST Currently In Use: 0; AST Temp Closed: 0 | 4 | 0 | 0 | 15201-033-015382 | VULCAN OIL COMPANY INC.
41673 | Currently in Use |  | 1990-11-15 |  | Petroleum | Premium gasoline | Premium gasoline | Retail | Fiberglass reinforced plastic, Single Wall | Single Wall |  |  | Double Wall, Fiberglass reinforced plastic |  |  | None | Catchment Basin, Single walled catchment basin | Flow Rest 90% Full | Flow Rest 90% Full |  |  | Continuous Automatic Tank Gauge | Single walled submersible pump containment sump | Automatic flow restrictor (MLLD), Containment Sump | Containment Sump |  |  | Annual line testing | Annual line testing |  | UST Currently In Use: 4; UST Temp Close: 0; AST Currently In Use: 0; AST Temp Closed: 0 | 4 | 0 | 0 | 15201-033-015382 | VULCAN OIL COMPANY INC.
41674 | Currently in Use |  | 1990-11-15 |  | Petroleum | Unleaded gasoline | Unleaded gasoline | Retail | Fiberglass reinforced plastic, Single Wall | Single Wall |  |  | Double Wall, Fiberglass reinforced plastic |  |  | None | Catchment Basin, Single walled catchment basin | Flow Rest 90% Full | Flow Rest 90% Full |  |  | Continuous Automatic Tank Gauge | Single walled submersible pump containment sump | Automatic flow restrictor (MLLD), Containment Sump | Containment Sump |  |  | Annual line testing | Annual line testing |  | UST Currently In Use: 4; UST Temp Close: 0; AST Currently In Use: 0; AST Temp Closed: 0 | 4 | 0 | 0 | 15201-033-015382 | VULCAN OIL COMPANY INC.
41675 | Currently in Use |  | 1990-11-15 |  | Petroleum | On road diesel | On road diesel | Retail | Fiberglass reinforced plastic, Single Wall | Single Wall |  |  | Double Wall, Fiberglass reinforced plastic |  |  | None | Catchment Basin, Single walled catchment basin | Automatic shutoff device At 95% full, Flow Rest 90% Full | Flow Rest 90% Full |  |  | Continuous Automatic Tank Gauge | Single walled submersible pump containment sump | Automatic flow restrictor (MLLD), Containment Sump | Containment Sump |  |  | Annual line testing | Annual line testing |  | UST Currently In Use: 4; UST Temp Close: 0; AST Currently In Use: 0; AST Temp Closed: 0 | 4 | 0 | 0 | 15201-033-015382 | VULCAN OIL COMPANY INC.
41676 | Currently in Use |  | 1990-11-27 |  | Petroleum | Premium gasoline | Premium gasoline |  | Steel | Steel | Coated & cathodic protection (sti-P3) |  | Fiberglass reinforced plastic |  | 1901-01-01 | Other, DBL WALLED | Catchment Basin, Single walled catchment basin | Flow Rest 90% Full | Flow Rest 90% Full |  |  | Automatic Tank Gauge |  | Automatic flow restrictor (MLLD) | Automatic flow restrictor (MLLD) | Interstitial Monitoring within Secondary Containment |  | Annual line testing | Annual line testing |  | UST Currently In Use: 3; UST Temp Close: 0; AST Currently In Use: 0; AST Temp Closed: 0 | 3 | 0 | 0 | 23781-045-015237 | SUN VALLEY MARKETS LLC
41677 | Currently in Use |  | 1990-11-27 |  | Petroleum | On road diesel | On road diesel |  | Steel | Steel | Coated & cathodic protection (sti-P3) |  | Fiberglass reinforced plastic |  | 1901-01-01 | Other, DBL WALLED | Catchment Basin, Single walled catchment basin | Flow Rest 90% Full | Flow Rest 90% Full |  |  | Automatic Tank Gauge |  | Automatic flow restrictor (MLLD) | Automatic flow restrictor (MLLD) | Interstitial Monitoring within Secondary Containment |  | Annual line testing | Annual line testing |  | UST Currently In Use: 3; UST Temp Close: 0; AST Currently In Use: 0; AST Temp Closed: 0 | 3 | 0 | 0 | 23781-045-015237 | SUN VALLEY MARKETS LLC
41678 | Currently in Use |  | 1990-07-05 |  | Petroleum | Unleaded gasoline | Unleaded gasoline | Retail | Steel | Steel | Coated & cathodic protection (sti-P3) |  | Double Wall, Fiberglass reinforced plastic |  |  |  | Catchment Basin, Single walled catchment basin | Flow Rest 90% Full | Flow Rest 90% Full |  |  | Automatic Tank Gauge, Statistical Inventory Reconciliation (SIR) |  | Automatic flow restrictor (MLLD), Containment Sump | Containment Sump |  |  | Annual line testing, Continuous alarm system | Continuous alarm system |  | UST Currently In Use: 3; UST Temp Close: 2; AST Currently In Use: 0; AST Temp Closed: 0 | 3 | 2 | 4 | 20760-081-007181 | LAKE MARTIN, INC
41679 | Currently in Use |  | 1990-07-05 |  | Petroleum | Premium gasoline | Premium gasoline | Retail | Steel | Steel | Coated & cathodic protection (sti-P3) |  | Double Wall, Fiberglass reinforced plastic |  |  |  | Catchment Basin, Single walled catchment basin | Flow Rest 90% Full | Flow Rest 90% Full |  |  | Automatic Tank Gauge, Statistical Inventory Reconciliation (SIR) |  | Automatic flow restrictor (MLLD), Containment Sump | Containment Sump |  |  | Annual line testing, Continuous alarm system | Continuous alarm system |  | UST Currently In Use: 3; UST Temp Close: 2; AST Currently In Use: 0; AST Temp Closed: 0 | 3 | 2 | 4 | 20760-081-007181 | LAKE MARTIN, INC
41680 | Currently in Use |  | 1990-07-05 |  | Petroleum | On road diesel | On road diesel | Retail | Steel | Steel | Coated & cathodic protection (sti-P3) |  | Double Wall, Fiberglass reinforced plastic |  |  |  | Catchment Basin, Single walled catchment basin | Flow Rest 90% Full | Flow Rest 90% Full |  |  | Automatic Tank Gauge, Statistical Inventory Reconciliation (SIR) |  | Automatic flow restrictor (MLLD), Containment Sump | Containment Sump |  |  | Annual line testing, Continuous alarm system | Continuous alarm system |  | UST Currently In Use: 3; UST Temp Close: 2; AST Currently In Use: 0; AST Temp Closed: 0 | 3 | 2 | 4 | 20760-081-007181 | LAKE MARTIN, INC
41681 | Permanently Closed | 1995-04-01 | 1988-12-01 | 1995-05-08 | Petroleum | Used oil | Used oil |  | Steel | Steel | Coated & cathodic protection (sti-P3) |  | Steel |  | 1901-01-01 | [15 empty] | UST Currently In Use: 0; UST Temp Close: 0; AST Currently In Use: 0; AST Temp Closed: 0 | 0 | 0 | 1 | 12748-073-015422 | JIM AND JIMS EXPRESS OIL CHANGE INC
41682 | Temporary Closed | 2016-06-20 | 1990-07-05 |  | Petroleum | On road diesel | On road diesel | Retail | Steel | Steel | Coated & cathodic protection (sti-P3) |  | Double Wall, Fiberglass reinforced plastic |  |  |  | Catchment Basin, Single walled catchment basin | Flow Rest 90% Full | Flow Rest 90% Full |  |  | Automatic Tank Gauge |  | Automatic flow restrictor (MLLD), Containment Sump | Containment Sump |  |  | Annual line testing, Continuous alarm system | Continuous alarm system |  | UST Currently In Use: 3; UST Temp Close: 2; AST Currently In Use: 0; AST Temp Closed: 0 | 3 | 2 | 4 | 20760-081-007181 | LAKE MARTIN, INC
41683 | Temporary Closed | 2016-06-20 | 1990-07-05 |  | Petroleum | Kerosene | Kerosene | Retail | Steel | Steel | Coated & cathodic protection (sti-P3) |  | Double Wall, Fiberglass reinforced plastic |  |  |  | Catchment Basin, Single walled catchment basin | Flow Rest 90% Full | Flow Rest 90% Full |  |  | Automatic Tank Gauge | [8 empty] | UST Currently In Use: 3; UST Temp Close: 2; AST Currently In Use: 0; AST Temp Closed: 0 | 3 | 2 | 4 | 20760-081-007181 | LAKE MARTIN, INC
41684 | Permanently Closed | 2011-03-07 | 1990-05-15 | 2015-04-27 | Petroleum | Unleaded gasoline | Unleaded gasoline | Retail | Fiberglass reinforced plastic | Fiberglass reinforced plastic |  |  | Fiberglass reinforced plastic |  | 1901-01-01 | Other, DBL WALLED | Catchment Basin, Single walled catchment basin | Flow Rest 90% Full | Flow Rest 90% Full |  |  | Automatic Tank Gauge | [5 empty] | Annual line testing | Annual line testing |  | UST Currently In Use: 0; UST Temp Close: 0; AST Currently In Use: 0; AST Temp Closed: 0 | 0 | 0 | 8 | 24632-081-005369 | WILLIAM MICHAEL THROWER
41685 | Permanently Closed | 2011-03-07 | 1990-05-15 | 2015-04-27 | Petroleum | Premium gasoline | Premium gasoline | Retail | Fiberglass reinforced plastic | Fiberglass reinforced plastic |  |  | Fiberglass reinforced plastic |  | 1901-01-01 | Other, DBL WALLED | Catchment Basin, Single walled catchment basin | Flow Rest 90% Full | Flow Rest 90% Full |  |  | Automatic Tank Gauge | [5 empty] | Annual line testing | Annual line testing |  | UST Currently In Use: 0; UST Temp Close: 0; AST Currently In Use: 0; AST Temp Closed: 0 | 0 | 0 | 8 | 24632-081-005369 | WILLIAM MICHAEL THROWER
41686 | Permanently Closed | 2011-03-07 | 1990-05-15 | 2015-04-27 | Petroleum | On road diesel | On road diesel | Retail | Fiberglass reinforced plastic | Fiberglass reinforced plastic |  |  | Fiberglass reinforced plastic |  | 1901-01-01 | Other, DBL WALLED | Catchment Basin, Single walled catchment basin | Flow Rest 90% Full | Flow Rest 90% Full |  |  | Automatic Tank Gauge | [5 empty] | Annual line testing | Annual line testing |  | UST Currently In Use: 0; UST Temp Close: 0; AST Currently In Use: 0; AST Temp Closed: 0 | 0 | 0 | 8 | 24632-081-005369 | WILLIAM MICHAEL THROWER
41687 | Permanently Closed | 2006-07-01 | 1989-01-10 |  | Petroleum | On road diesel | On road diesel |  | Steel | Steel | Coated & cathodic protection (sti-P3) |  | Fiberglass reinforced plastic |  | 1901-01-01 | None | Catchment Basin, Single walled catchment basin | Flow Rest 90% Full | Flow Rest 90% Full | [11 empty] | UST Currently In Use: 0; UST Temp Close: 0; AST Currently In Use: 0; AST Temp Closed: 0 | 0 | 0 | 6 | 12748-073-015423 | JIM AND JIMS EXPRESS OIL CHANGE INC
41688 | Permanently Closed | 2006-07-01 | 1989-01-10 |  | Petroleum | Unleaded gasoline | Unleaded gasoline |  | Steel | Steel | Coated & cathodic protection (sti-P3) |  | Fiberglass reinforced plastic |  | 1901-01-01 | None | Catchment Basin, Single walled catchment basin | Flow Rest 90% Full | Flow Rest 90% Full | [11 empty] | UST Currently In Use: 0; UST Temp Close: 0; AST Currently In Use: 0; AST Temp Closed: 0 | 0 | 0 | 6 | 12748-073-015423 | JIM AND JIMS EXPRESS OIL CHANGE INC
41689 | Permanently Closed | 2006-07-01 | 1989-01-10 |  | Petroleum | Unleaded gasoline | Unleaded gasoline |  | Steel | Steel | Coated & cathodic protection (sti-P3) |  | Fiberglass reinforced plastic |  | 1901-01-01 | None | Catchment Basin, Single walled catchment basin | Flow Rest 90% Full | Flow Rest 90% Full | [11 empty] | UST Currently In Use: 0; UST Temp Close: 0; AST Currently In Use: 0; AST Temp Closed: 0 | 0 | 0 | 6 | 12748-073-015423 | JIM AND JIMS EXPRESS OIL CHANGE INC
41690 | Permanently Closed | 1996-02-01 | 1989-01-10 |  | Petroleum | Used oil | Used oil |  | Steel | Steel | Coated & cathodic protection (sti-P3) |  | Fiberglass reinforced plastic |  | 1901-01-01 | None | [14 empty] | UST Currently In Use: 0; UST Temp Close: 0; AST Currently In Use: 0; AST Temp Closed: 0 | 0 | 0 | 6 | 12748-073-015423 | JIM AND JIMS EXPRESS OIL CHANGE INC
41691 | Permanently Closed | 1996-02-01 | 1989-01-10 |  | Petroleum | Other, NEW OIL | Other |  | Steel | Steel | Coated & cathodic protection (sti-P3) |  | Fiberglass reinforced plastic |  | 1901-01-01 | None | [14 empty] | UST Currently In Use: 0; UST Temp Close: 0; AST Currently In Use: 0; AST Temp Closed: 0 | 0 | 0 | 6 | 12748-073-015423 | JIM AND JIMS EXPRESS OIL CHANGE INC
41692 | Permanently Closed | 1996-02-01 | 1989-01-10 |  | Petroleum | Other, NEW OIL | Other |  | Steel | Steel | Coated & cathodic protection (sti-P3) |  | Fiberglass reinforced plastic |  | 1901-01-01 | None | [14 empty] | UST Currently In Use: 0; UST Temp Close: 0; AST Currently In Use: 0; AST Temp Closed: 0 | 0 | 0 | 6 | 12748-073-015423 | JIM AND JIMS EXPRESS OIL CHANGE INC
41693 | Currently in Use |  | 1982-05-05 |  | Petroleum | Mid-grade gasoline | Mid-grade gasoline | Retail | Steel | Steel | Field installed cathodic protection |  | Flexible |  |  |  | Catchment Basin, Single walled catchment basin | Automatic shutoff device At 95% full | Automatic shutoff device At 95% full |  |  | Continuous Automatic Tank Gauge |  | Automatic shutoff device (AELLD) | Automatic shutoff device (AELLD) | [5 empty] | UST Currently In Use: 3; UST Temp Close: 0; AST Currently In Use: 0; AST Temp Closed: 0 | 3 | 0 | 0 | 21146-081-010257 | S & B INVESTMENT CORP
41694 | Currently in Use |  | 1982-05-05 |  | Petroleum | Unleaded gasoline | Unleaded gasoline | Retail | Steel | Steel | Field installed cathodic protection |  | Flexible |  |  |  | Catchment Basin, Single walled catchment basin | Automatic shutoff device At 95% full | Automatic shutoff device At 95% full |  |  | Continuous Automatic Tank Gauge |  | Automatic shutoff device (AELLD) | Automatic shutoff device (AELLD) | [5 empty] | UST Currently In Use: 3; UST Temp Close: 0; AST Currently In Use: 0; AST Temp Closed: 0 | 3 | 0 | 0 | 21146-081-010257 | S & B INVESTMENT CORP
41695 | Currently in Use |  | 1986-11-01 |  | Petroleum | On road diesel | On road diesel |  | Steel | Steel | Coated & cathodic protection (sti-P3) |  | Flexible |  |  | Galvanic Cathodic, FLX CONN | Catchment Basin, Single walled catchment basin | Automatic shutoff device At 95% full | Automatic shutoff device At 95% full |  |  | Statistical Inventory Reconciliation (SIR) | [8 empty] | UST Currently In Use: 2; UST Temp Close: 0; AST Currently In Use: 0; AST Temp Closed: 0 | 2 | 0 | 0 | 15225-017-010282 | W H THOMAS OIL CO INC
41696 | Currently in Use |  | 1990-07-06 |  | Petroleum | Unleaded gasoline | Unleaded gasoline | Retail | Steel | Steel | Coated & cathodic protection (sti-P3) |  | Fiberglass reinforced plastic |  |  |  | Catchment Basin, Single walled catchment basin | Flow Rest 90% Full | Flow Rest 90% Full |  |  | Automatic Tank Gauge |  | Automatic flow restrictor (MLLD) | Automatic flow restrictor (MLLD) |  |  | Annual line testing | Annual line testing |  | UST Currently In Use: 1; UST Temp Close: 1; AST Currently In Use: 0; AST Temp Closed: 0 | 1 | 1 | 0 | 23684-125-015095 | TAHIR ALI
41697 | Temporary Closed | 2014-03-20 | 1990-07-06 |  | Petroleum | Premium gasoline | Premium gasoline | Retail | Steel | Steel | Coated & cathodic protection (sti-P3) |  | Fiberglass reinforced plastic |  |  |  | Catchment Basin, Single walled catchment basin | Flow Rest 90% Full | Flow Rest 90% Full |  |  | Automatic Tank Gauge |  | Automatic flow restrictor (MLLD) | Automatic flow restrictor (MLLD) |  |  | Annual line testing | Annual line testing |  | UST Currently In Use: 1; UST Temp Close: 1; AST Currently In Use: 0; AST Temp Closed: 0 | 1 | 1 | 0 | 23684-125-015095 | TAHIR ALI
41698 | Currently in Use |  | 1987-06-06 |  | Petroleum | On road diesel | On road diesel | Industrial | Double Wall, Fiberglass reinforced plastic | Fiberglass reinforced plastic |  |  | Fiberglass reinforced plastic, Single Wall |  |  |  | Catchment Basin, Single walled catchment basin | Automatic shutoff device At 95% full, Flow Rest 90% Full | Flow Rest 90% Full | Interstitial Monitoring within Secondary Containment | SENSOR TO ATG |  | Direct Bury submersible pump | Automatic flow restrictor (MLLD) | Automatic flow restrictor (MLLD) |  |  | Annual line testing | Annual line testing |  | UST Currently In Use: 1; UST Temp Close: 0; AST Currently In Use: 0; AST Temp Closed: 0 | 1 | 0 | 1 | 17320-103-015383 | LINDE INC.
41699 | Permanently Closed | 1998-12-18 | 1987-06-06 | 1998-12-18 | Petroleum | Unleaded gasoline | Unleaded gasoline | Industrial | Fiberglass reinforced plastic | Fiberglass reinforced plastic |  |  | Fiberglass reinforced plastic |  | 1901-01-01 | None | Catchment Basin, Single walled catchment basin | Automatic shutoff device At 95% full | Automatic shutoff device At 95% full | Interstitial Monitoring within Secondary Containment |  |  | Direct Bury submersible pump |  |  |  |  | Annual line testing | Annual line testing |  | UST Currently In Use: 1; UST Temp Close: 0; AST Currently In Use: 0; AST Temp Closed: 0 | 1 | 0 | 1 | 17320-103-015383 | LINDE INC.
41700 | Currently in Use |  | 1990-11-15 |  | Petroleum | On road diesel | On road diesel | Retail | Steel | Steel | Coated & cathodic protection (sti-P3) |  | Fiberglass reinforced plastic |  |  |  | Catchment Basin, Single walled catchment basin | Automatic shutoff device At 95% full | Automatic shutoff device At 95% full |  |  | Automatic Tank Gauge |  | Automatic flow restrictor (MLLD) | Automatic flow restrictor (MLLD) |  |  | Annual line testing | Annual line testing |  | UST Currently In Use: 3; UST Temp Close: 0; AST Currently In Use: 0; AST Temp Closed: 0 | 3 | 0 | 3 | 12031-129-004390 | MARTY L. WILLIAMS
41701 | Currently in Use |  | 1990-11-15 |  | Petroleum | Premium gasoline | Premium gasoline | Retail | Steel | Steel | Coated & cathodic protection (sti-P3) |  | Fiberglass reinforced plastic |  |  |  | Catchment Basin, Single walled catchment basin | Flow Rest 90% Full | Flow Rest 90% Full |  |  | Automatic Tank Gauge |  | Automatic flow restrictor (MLLD) | Automatic flow restrictor (MLLD) |  |  | Annual line testing | Annual line testing |  | UST Currently In Use: 3; UST Temp Close: 0; AST Currently In Use: 0; AST Temp Closed: 0 | 3 | 0 | 3 | 12031-129-004390 | MARTY L. WILLIAMS
41704 | Permanently Closed | 1993-06-15 | 1987-01-01 | 1993-06-15 | Petroleum | On road diesel | On road diesel | Local government | Steel | Steel |  | Painted or None | Steel |  | 1901-01-01 | [15 empty] | UST Currently In Use: 0; UST Temp Close: 0; AST Currently In Use: 0; AST Temp Closed: 0 | 0 | 0 | 4 | 17251-061-015453 | GENEVA COUNTY COMMISSION
41705 | Permanently Closed | 1993-06-15 | 1976-01-01 | 1993-06-15 | Petroleum | Unleaded gasoline | Unleaded gasoline | Local government | Steel | Steel |  | Painted or None | Steel |  | 1901-01-01 | [15 empty] | UST Currently In Use: 0; UST Temp Close: 0; AST Currently In Use: 0; AST Temp Closed: 0 | 0 | 0 | 4 | 17251-061-015453 | GENEVA COUNTY COMMISSION
41706 | Permanently Closed | 1993-06-15 | 1976-01-01 | 1993-06-15 | Petroleum | Unleaded gasoline | Unleaded gasoline | Local government | Steel | Steel |  | Painted or None | Steel |  | 1901-01-01 | [15 empty] | UST Currently In Use: 0; UST Temp Close: 0; AST Currently In Use: 0; AST Temp Closed: 0 | 0 | 0 | 4 | 17251-061-015453 | GENEVA COUNTY COMMISSION
41707 | Permanently Closed | 1987-01-01 | 1976-01-01 | 1993-06-15 | Petroleum | On road diesel | On road diesel | Local government | Steel | Steel |  | Painted or None | Steel |  | 1901-01-01 | [15 empty] | UST Currently In Use: 0; UST Temp Close: 0; AST Currently In Use: 0; AST Temp Closed: 0 | 0 | 0 | 4 | 17251-061-015453 | GENEVA COUNTY COMMISSION
41708 | Permanently Closed | 2015-12-17 | 1990-12-19 | 2015-12-17 | Petroleum | Kerosene | Kerosene | Bulk facility | Single Wall, Steel | Steel | Coated & cathodic protection (sti-P3) |  | Fiberglass reinforced plastic, Single Wall |  |  |  | Catchment Basin, Single walled catchment basin | Flow Rest 90% Full | Flow Rest 90% Full |  |  | Automatic Tank Gauge | [8 empty] | UST Currently In Use: 0; UST Temp Close: 0; AST Currently In Use: 0; AST Temp Closed: 0 | 0 | 0 | 6 | 13816-103-015384 | PEEBLES OIL C/O EVANS & ASSOCIATES
41709 | Permanently Closed | 2015-12-17 | 1990-12-19 | 2015-12-17 | Petroleum | On road diesel | On road diesel | Bulk facility | Single Wall, Steel | Steel | Coated & cathodic protection (sti-P3) |  | Double Wall, Fiberglass reinforced plastic |  |  |  | Catchment Basin, Single walled catchment basin | Automatic shutoff device At 95% full, Flow Rest 90% Full | Flow Rest 90% Full |  |  | Automatic Tank Gauge | [5 empty] | Annual line testing | Annual line testing |  | UST Currently In Use: 0; UST Temp Close: 0; AST Currently In Use: 0; AST Temp Closed: 0 | 0 | 0 | 6 | 13816-103-015384 | PEEBLES OIL C/O EVANS & ASSOCIATES
41710 | Permanently Closed | 2015-12-17 | 1990-12-19 | 2015-12-17 | Petroleum | Other, OFF RD DSL | Other | Bulk facility | Single Wall, Steel | Steel | Coated & cathodic protection (sti-P3) |  | Double Wall, Fiberglass reinforced plastic |  |  |  | Catchment Basin, Single walled catchment basin | Automatic shutoff device At 95% full, Flow Rest 90% Full | Flow Rest 90% Full |  |  | Automatic Tank Gauge | [5 empty] | Annual line testing | Annual line testing |  | UST Currently In Use: 0; UST Temp Close: 0; AST Currently In Use: 0; AST Temp Closed: 0 | 0 | 0 | 6 | 13816-103-015384 | PEEBLES OIL C/O EVANS & ASSOCIATES
41711 | Permanently Closed | 2015-12-17 | 1990-12-19 | 2015-12-17 | Petroleum | Premium gasoline | Premium gasoline | Bulk facility | Single Wall, Steel | Steel | Coated & cathodic protection (sti-P3) |  | Double Wall, Fiberglass reinforced plastic |  |  |  | Catchment Basin, Single walled catchment basin | Automatic shutoff device At 95% full, Flow Rest 90% Full | Flow Rest 90% Full |  |  | Automatic Tank Gauge | [5 empty] | Annual line testing | Annual line testing |  | UST Currently In Use: 0; UST Temp Close: 0; AST Currently In Use: 0; AST Temp Closed: 0 | 0 | 0 | 6 | 13816-103-015384 | PEEBLES OIL C/O EVANS & ASSOCIATES
41712 | Permanently Closed | 2015-12-17 | 1990-12-19 | 2015-12-17 | Petroleum | Mid-grade gasoline | Mid-grade gasoline | Bulk facility | Single Wall, Steel | Steel | Coated & cathodic protection (sti-P3) |  | Double Wall, Fiberglass reinforced plastic |  |  |  | Catchment Basin, Single walled catchment basin | Automatic shutoff device At 95% full, Flow Rest 90% Full | Flow Rest 90% Full |  |  | Automatic Tank Gauge | [5 empty] | Annual line testing | Annual line testing |  | UST Currently In Use: 0; UST Temp Close: 0; AST Currently In Use: 0; AST Temp Closed: 0 | 0 | 0 | 6 | 13816-103-015384 | PEEBLES OIL C/O EVANS & ASSOCIATES
41713 | Permanently Closed | 2015-12-17 | 1990-12-19 | 2015-12-17 | Petroleum | Unleaded gasoline | Unleaded gasoline | Bulk facility | Single Wall, Steel | Steel | Coated & cathodic protection (sti-P3) |  | Double Wall, Fiberglass reinforced plastic |  |  |  | Catchment Basin, Single walled catchment basin | Automatic shutoff device At 95% full, Flow Rest 90% Full | Flow Rest 90% Full |  |  | Automatic Tank Gauge | [5 empty] | Annual line testing | Annual line testing |  | UST Currently In Use: 0; UST Temp Close: 0; AST Currently In Use: 0; AST Temp Closed: 0 | 0 | 0 | 6 | 13816-103-015384 | PEEBLES OIL C/O EVANS & ASSOCIATES
41714 | Permanently Closed | 2012-02-01 | 1991-02-01 | 2022-11-08 | Petroleum | Unleaded gasoline | Unleaded gasoline | Retail | Steel | Steel | Coated & cathodic protection (sti-P3) |  | Fiberglass reinforced plastic |  |  |  | Catchment Basin, Single walled catchment basin | Flow Rest 90% Full | Flow Rest 90% Full |  |  | Statistical Inventory Reconciliation (SIR) | [8 empty] | UST Currently In Use: 0; UST Temp Close: 0; AST Currently In Use: 0; AST Temp Closed: 0 | 0 | 0 | 6 | 13319-013-001075 | MAX OIL COMPANY, INC.
41715 | Permanently Closed | 2012-02-01 | 1991-02-01 | 2022-11-08 | Petroleum | Mid-grade gasoline | Mid-grade gasoline | Retail | Steel | Steel | Coated & cathodic protection (sti-P3) |  | Fiberglass reinforced plastic |  |  |  | Catchment Basin, Single walled catchment basin | Flow Rest 90% Full | Flow Rest 90% Full |  |  | Statistical Inventory Reconciliation (SIR) | [8 empty] | UST Currently In Use: 0; UST Temp Close: 0; AST Currently In Use: 0; AST Temp Closed: 0 | 0 | 0 | 6 | 13319-013-001075 | MAX OIL COMPANY, INC.
41716 | Permanently Closed | 2012-02-01 | 1991-02-01 | 2022-11-08 | Petroleum | Premium gasoline | Premium gasoline | Retail | Steel | Steel | Coated & cathodic protection (sti-P3) |  | Fiberglass reinforced plastic |  |  |  | Catchment Basin, Single walled catchment basin | Flow Rest 90% Full | Flow Rest 90% Full |  |  | Statistical Inventory Reconciliation (SIR) | [8 empty] | UST Currently In Use: 0; UST Temp Close: 0; AST Currently In Use: 0; AST Temp Closed: 0 | 0 | 0 | 6 | 13319-013-001075 | MAX OIL COMPANY, INC.
41717 | Temporary Closed | 2017-01-10 | 1991-02-01 |  | Petroleum | Unleaded gasoline | Unleaded gasoline | Retail | Single Wall, Steel | Steel | Coated & cathodic protection (sti-P3) |  | Fiberglass reinforced plastic, Single Wall |  |  | Other, FLXS ISOLA | Catchment Basin, Single walled catchment basin | Flow Rest 90% Full | Flow Rest 90% Full |  |  | Continuous Automatic Tank Gauge, Statistical Inventory Reconciliation (SIR) | [8 empty] | UST Currently In Use: 0; UST Temp Close: 1; AST Currently In Use: 0; AST Temp Closed: 0 | 0 | 1 | 4 | 24137-087-008101 | JANIE BREWER
41718 | Currently in Use |  | 1901-01-01 |  | Petroleum | Premium gasoline | Premium gasoline | Retail | Steel | Steel | Coated & cathodic protection (sti-P3) |  | Fiberglass reinforced plastic |  |  |  | Catchment Basin, Single walled catchment basin | Automatic shutoff device At 95% full | Automatic shutoff device At 95% full |  |  | Continuous Automatic Tank Gauge | [8 empty] | UST Currently In Use: 4; UST Temp Close: 0; AST Currently In Use: 0; AST Temp Closed: 0 | 4 | 0 | 0 | 25146-015-004939 | NADIR LODHI
41719 | Currently in Use |  | 1901-01-01 |  | Petroleum | On road diesel | On road diesel | Retail | Steel | Steel | Coated & cathodic protection (sti-P3) |  | Fiberglass reinforced plastic |  |  |  | Catchment Basin, Single walled catchment basin | Flow Rest 90% Full | Flow Rest 90% Full |  |  | Continuous Automatic Tank Gauge | [8 empty] | UST Currently In Use: 4; UST Temp Close: 0; AST Currently In Use: 0; AST Temp Closed: 0 | 4 | 0 | 0 | 25146-015-004939 | NADIR LODHI
41720 | Currently in Use |  | 1901-01-01 |  | Petroleum | On road diesel | On road diesel | Retail | Single Wall, Steel | Steel | Field installed cathodic protection |  | Fiberglass reinforced plastic, Single Wall |  |  |  | Catchment Basin, Single walled catchment basin | Automatic shutoff device At 95% full, Flow Rest 90% Full | Flow Rest 90% Full |  |  | Continuous Automatic Tank Gauge |  | Automatic flow restrictor (MLLD) | Automatic flow restrictor (MLLD) |  |  | Annual line testing | Annual line testing |  | UST Currently In Use: 5; UST Temp Close: 0; AST Currently In Use: 0; AST Temp Closed: 0 | 5 | 0 | 0 | 23429-015-004941 | MUSA PROPERTIES, LLC
41721 |  | 1998-12-28 | 1901-01-01 |  | Petroleum | Unleaded gasoline | Unleaded gasoline | [7 empty] | 1901-01-01 | [15 empty] | UST Currently In Use: 0; UST Temp Close: 0; AST Currently In Use: 0; AST Temp Closed: 0 | 0 | 0 | 0 | 17269-121-015245 | CLARENCE COOK
41722 |  | 1998-12-28 | 1901-01-01 |  | Petroleum | Unleaded gasoline | Unleaded gasoline | [7 empty] | 1901-01-01 | [15 empty] | UST Currently In Use: 0; UST Temp Close: 0; AST Currently In Use: 0; AST Temp Closed: 0 | 0 | 0 | 0 | 17269-121-015245 | CLARENCE COOK
41723 |  | 1998-12-28 | 1901-01-01 |  | Petroleum | Unleaded gasoline | Unleaded gasoline | [7 empty] | 1901-01-01 | [15 empty] | UST Currently In Use: 0; UST Temp Close: 0; AST Currently In Use: 0; AST Temp Closed: 0 | 0 | 0 | 0 | 17269-121-015245 | CLARENCE COOK
41724 | Permanently Closed | 2001-10-31 | 1978-01-01 | 2001-10-31 | Petroleum | Unleaded gasoline | Unleaded gasoline |  | Steel | Steel | Interior lined (not allowed as a standalone method of corrosion protection) | Painted or None | Fiberglass reinforced plastic |  | 1901-01-01 | None | Catchment Basin, Single walled catchment basin | Audible high level alarm At 90% full, Automatic shutoff device At 95% full | Automatic shutoff device At 95% full | Interstitial Monitoring within Secondary Containment | [6 empty] | INTERSTITIAL BARRIER | Vapor monitoring | Vapor monitoring |  | UST Currently In Use: 0; UST Temp Close: 0; AST Currently In Use: 0; AST Temp Closed: 0 | 0 | 0 | 7 | 20375-089-003450 | JAMES H HORTON
41726 | Permanently Closed | 2001-10-31 | 1978-01-01 | 2001-10-31 | Petroleum | On road diesel | On road diesel |  | Steel | Steel | Interior lined (not allowed as a standalone method of corrosion protection) | Painted or None | Fiberglass reinforced plastic |  | 1901-01-01 | None | Catchment Basin, Single walled catchment basin | Audible high level alarm At 90% full, Automatic shutoff device At 95% full | Automatic shutoff device At 95% full | Interstitial Monitoring within Secondary Containment | [6 empty] | INTERSTITIAL BARRIER | Vapor monitoring | Vapor monitoring |  | UST Currently In Use: 0; UST Temp Close: 0; AST Currently In Use: 0; AST Temp Closed: 0 | 0 | 0 | 7 | 20375-089-003450 | JAMES H HORTON
41727 |  |  | 1980-01-01 |  | Petroleum | Unleaded gasoline | Unleaded gasoline |  | Steel | Steel |  |  | Steel |  | 1901-01-01 | [6 empty] | Manual Tank Gauging (only tanks 1000 gal. or less and 48” or 64” in diameter) | [8 empty] | UST Currently In Use: 0; UST Temp Close: 0; AST Currently In Use: 0; AST Temp Closed: 0 | 0 | 0 | 0 | 17652-121-015246 | JOE DANNA
41728 | Currently in Use |  | 1987-02-25 |  | Petroleum | On road diesel | On road diesel | State/Federal Government | Single Wall, Steel | Steel | Coated & cathodic protection (sti-P3) |  | Double Wall, Fiberglass reinforced plastic, OLD TYPE |  |  |  | Catchment Basin, Single walled catchment basin | Audible high level alarm At 90% full, Flow Rest 90% Full | Flow Rest 90% Full |  |  | Automatic Tank Gauge |  | Automatic flow restrictor (MLLD), Containment Sump | Containment Sump |  |  | Annual line testing | Annual line testing |  | UST Currently In Use: 2; UST Temp Close: 1; AST Currently In Use: 0; AST Temp Closed: 0 | 2 | 1 | 15 | 14644-073-002984 | DEPARTMENT OF TRANSPORTATION
41729 | Currently in Use |  | 1987-02-25 |  | Petroleum | Unleaded gasoline | Unleaded gasoline | State/Federal Government | Single Wall, Steel | Steel | Coated & cathodic protection (sti-P3) |  | Double Wall, Fiberglass reinforced plastic, OLD TYPE |  |  |  | Catchment Basin, Single walled catchment basin | Audible high level alarm At 90% full, Flow Rest 90% Full | Flow Rest 90% Full |  |  | Automatic Tank Gauge |  | Automatic flow restrictor (MLLD), Containment Sump | Containment Sump |  |  | Annual line testing | Annual line testing |  | UST Currently In Use: 2; UST Temp Close: 1; AST Currently In Use: 0; AST Temp Closed: 0 | 2 | 1 | 15 | 14644-073-002984 | DEPARTMENT OF TRANSPORTATION
41730 | Currently in Use |  | 1990-02-28 |  | Petroleum | Unleaded gasoline | Unleaded gasoline | Retail | Single Wall, Steel | Steel | Coated & cathodic protection (sti-P3) |  | Fiberglass reinforced plastic, Single Wall |  |  |  | Catchment Basin, Single walled catchment basin | Automatic shutoff device At 95% full, Flow Rest 90% Full | Flow Rest 90% Full |  |  | Continuous Automatic Tank Gauge | Direct Bury submersible pump | Automatic flow restrictor (MLLD) | Automatic flow restrictor (MLLD) |  |  | Annual line testing | Annual line testing |  | UST Currently In Use: 5; UST Temp Close: 0; AST Currently In Use: 0; AST Temp Closed: 0 | 5 | 0 | 0 | 24394-077-015385 | JAGTAR SINGH
41731 | Currently in Use |  | 1990-02-28 |  | Petroleum | Unleaded gasoline | Unleaded gasoline | Retail | Single Wall, Steel | Steel | Coated & cathodic protection (sti-P3) |  | Fiberglass reinforced plastic, Single Wall |  |  |  | Catchment Basin, Single walled catchment basin | Automatic shutoff device At 95% full, Flow Rest 90% Full | Flow Rest 90% Full |  |  | Continuous Automatic Tank Gauge | Direct Bury submersible pump | Automatic flow restrictor (MLLD) | Automatic flow restrictor (MLLD) |  |  | Annual line testing | Annual line testing |  | UST Currently In Use: 5; UST Temp Close: 0; AST Currently In Use: 0; AST Temp Closed: 0 | 5 | 0 | 0 | 24394-077-015385 | JAGTAR SINGH
41732 | Currently in Use |  | 1990-02-28 |  | Petroleum | Premium gasoline | Premium gasoline | Retail | Single Wall, Steel | Steel | Coated & cathodic protection (sti-P3) |  | Fiberglass reinforced plastic, Single Wall |  |  |  | Catchment Basin, Single walled catchment basin | Automatic shutoff device At 95% full, Flow Rest 90% Full | Flow Rest 90% Full |  |  | Continuous Automatic Tank Gauge | Direct Bury submersible pump | Automatic flow restrictor (MLLD) | Automatic flow restrictor (MLLD) |  |  | Annual line testing | Annual line testing |  | UST Currently In Use: 5; UST Temp Close: 0; AST Currently In Use: 0; AST Temp Closed: 0 | 5 | 0 | 0 | 24394-077-015385 | JAGTAR SINGH
41733 | Currently in Use |  | 1990-02-28 |  | Petroleum | On road diesel | On road diesel | Retail | Single Wall, Steel | Steel | Coated & cathodic protection (sti-P3) |  | Fiberglass reinforced plastic, Single Wall |  |  |  | Catchment Basin, Single walled catchment basin | Automatic shutoff device At 95% full, Flow Rest 90% Full | Flow Rest 90% Full |  |  | Continuous Automatic Tank Gauge | Direct Bury submersible pump | [7 empty] | UST Currently In Use: 5; UST Temp Close: 0; AST Currently In Use: 0; AST Temp Closed: 0 | 5 | 0 | 0 | 24394-077-015385 | JAGTAR SINGH
41734 | Currently in Use |  | 1990-02-28 |  | Petroleum | On road diesel | On road diesel | Retail | Single Wall, Steel | Steel | Coated & cathodic protection (sti-P3) |  | Fiberglass reinforced plastic, Single Wall |  |  |  | Catchment Basin, Single walled catchment basin | Automatic shutoff device At 95% full, Flow Rest 90% Full | Flow Rest 90% Full |  |  | Continuous Automatic Tank Gauge | Direct Bury submersible pump | [7 empty] | UST Currently In Use: 5; UST Temp Close: 0; AST Currently In Use: 0; AST Temp Closed: 0 | 5 | 0 | 0 | 24394-077-015385 | JAGTAR SINGH
41735 | Currently in Use |  | 1991-01-01 |  | Petroleum | Unleaded gasoline | Unleaded gasoline | Retail | Fiberglass reinforced plastic, Single Wall | Single Wall |  |  | Fiberglass reinforced plastic, Single Wall |  | 1901-01-01 |  | Catchment Basin, Single walled catchment basin | Flow Rest 90% Full | Flow Rest 90% Full |  |  | Statistical Inventory Reconciliation (SIR) |  | Automatic flow restrictor (MLLD) | Automatic flow restrictor (MLLD) |  |  | Statistical inventory reconciliation (SIR) | Statistical inventory reconciliation (SIR) |  | UST Currently In Use: 3; UST Temp Close: 0; AST Currently In Use: 0; AST Temp Closed: 0 | 3 | 0 | 0 | 11576-073-015424 | DUTCH OIL COMPANY
41736 | Currently in Use |  | 1991-01-01 |  | Petroleum | Premium gasoline | Premium gasoline | Retail | Fiberglass reinforced plastic, Single Wall | Single Wall |  |  | Fiberglass reinforced plastic, Single Wall |  | 1901-01-01 |  | Catchment Basin, Single walled catchment basin | Automatic shutoff device At 95% full | Automatic shutoff device At 95% full |  |  | Statistical Inventory Reconciliation (SIR) |  | Automatic flow restrictor (MLLD) | Automatic flow restrictor (MLLD) |  |  | Statistical inventory reconciliation (SIR) | Statistical inventory reconciliation (SIR) |  | UST Currently In Use: 3; UST Temp Close: 0; AST Currently In Use: 0; AST Temp Closed: 0 | 3 | 0 | 0 | 11576-073-015424 | DUTCH OIL COMPANY
41737 | Currently in Use |  | 1991-01-01 |  | Petroleum | On road diesel | On road diesel | Retail | Fiberglass reinforced plastic, Single Wall | Single Wall |  |  | Fiberglass reinforced plastic, Single Wall |  | 1901-01-01 |  | Catchment Basin, Single walled catchment basin | Automatic shutoff device At 95% full | Automatic shutoff device At 95% full |  |  | Statistical Inventory Reconciliation (SIR) |  | Automatic flow restrictor (MLLD) | Automatic flow restrictor (MLLD) |  |  | Statistical inventory reconciliation (SIR) | Statistical inventory reconciliation (SIR) |  | UST Currently In Use: 3; UST Temp Close: 0; AST Currently In Use: 0; AST Temp Closed: 0 | 3 | 0 | 0 | 11576-073-015424 | DUTCH OIL COMPANY
41738 | Cannot Locate or abandoned | 2004-04-07 | 1987-01-10 |  | Petroleum | Kerosene | Kerosene | Retail | Steel | Steel | Coated & cathodic protection (sti-P3) |  | Steel, COATED |  | 1901-01-01 |  | Catchment Basin, Single walled catchment basin | Flow Rest 90% Full | Flow Rest 90% Full |  |  | Automatic Tank Gauge | [8 empty] | UST Currently In Use: 0; UST Temp Close: 0; AST Currently In Use: 0; AST Temp Closed: 0 | 0 | 0 | 0 | 17612-079-014519 | ROBERTSON ENTERPRISES, INC.
41739 | Permanently Closed | 1989-01-01 | 1969-01-01 | 1989-01-01 | Petroleum | Unleaded gasoline | Unleaded gasoline | State/federal government | [6 empty] | 1901-01-01 | [15 empty] | UST Currently In Use: 14; UST Temp Close: 0; AST Currently In Use: 4; AST Temp Closed: 0 | 14 | 0 | 41 | 10267-015-003643 | DEPT OF ARMY
41740 | Permanently Closed | 1995-09-20 | 1942-01-01 | 1995-09-20 | Petroleum | Used oil | Used oil | State/federal government | [6 empty] | 1901-01-01 | [15 empty] | UST Currently In Use: 14; UST Temp Close: 0; AST Currently In Use: 4; AST Temp Closed: 0 | 14 | 0 | 41 | 10267-015-003643 | DEPT OF ARMY
41741 | Permanently Closed | 1994-01-01 | 1911-11-11 | 1994-01-01 | Petroleum | On road diesel | On road diesel | State/federal government | [6 empty] | 1901-01-01 | [15 empty] | UST Currently In Use: 14; UST Temp Close: 0; AST Currently In Use: 4; AST Temp Closed: 0 | 14 | 0 | 41 | 10267-015-003643 | DEPT OF ARMY
41742 | Permanently Closed | 1993-01-01 | 1960-10-24 | 1996-01-01 | Petroleum | Unleaded gasoline | Unleaded gasoline | Retail | Steel | Steel |  | Painted or None | Steel |  | 1901-01-01 | [15 empty] | UST Currently In Use: 0; UST Temp Close: 0; AST Currently In Use: 0; AST Temp Closed: 0 | 0 | 0 | 3 | 17331-081-015454 | LOUIS JOHNSON
41743 | Permanently Closed | 1993-10-26 | 1960-10-24 | 1996-01-01 | Petroleum | Unleaded gasoline | Unleaded gasoline | Retail | Steel | Steel |  | Painted or None | Steel |  | 1901-01-01 | [15 empty] | UST Currently In Use: 0; UST Temp Close: 0; AST Currently In Use: 0; AST Temp Closed: 0 | 0 | 0 | 3 | 17331-081-015454 | LOUIS JOHNSON
41744 | Permanently Closed | 1993-01-01 | 1985-01-01 | 1996-01-01 | Petroleum | Kerosene | Kerosene | Retail | Fiberglass reinforced plastic | Fiberglass reinforced plastic |  |  | Steel |  | 1901-01-01 | [15 empty] | UST Currently In Use: 0; UST Temp Close: 0; AST Currently In Use: 0; AST Temp Closed: 0 | 0 | 0 | 3 | 17331-081-015454 | LOUIS JOHNSON
41745 | Permanently Closed | 1990-02-26 | 1969-09-30 | 1994-02-03 | Petroleum | Unleaded gasoline | Unleaded gasoline |  | Steel | Steel |  |  | Steel |  | 1901-01-01 | [6 empty] | Manual Tank Gauging (only tanks 1000 gal. or less and 48” or 64” in diameter) | [8 empty] | UST Currently In Use: 0; UST Temp Close: 0; AST Currently In Use: 0; AST Temp Closed: 0 | 0 | 0 | 1 | 17271-069-015247 | AJAX REALTY CO
41746 | Currently in Use |  | 1988-10-20 |  | Petroleum | On road diesel | On road diesel | Retail | Steel | Steel | Coated & cathodic protection (sti-P3), Field installed cathodic protection |  | Double Wall, Flexible |  |  |  | Catchment Basin, Single walled catchment basin | Flow Rest 90% Full | Flow Rest 90% Full |  |  | Continuous Automatic Tank Gauge, Other | [8 empty] | UST Currently In Use: 3; UST Temp Close: 0; AST Currently In Use: 0; AST Temp Closed: 0 | 3 | 0 | 0 | 25265-009-010600 | LGWS/CROSS AMERICA PARTNERS
41747 | Permanently Closed | 1998-12-17 | 1989-02-20 | 1998-12-17 | Petroleum | Unleaded gasoline | Unleaded gasoline | Industrial | Steel | Steel | Coated & cathodic protection (sti-P3) |  | Steel |  | 1901-01-01 | [6 empty] | Statistical Inventory Reconciliation (SIR) | [8 empty] | UST Currently In Use: 0; UST Temp Close: 0; AST Currently In Use: 1; AST Temp Closed: 0 | 0 | 0 | 2 | 20403-093-015096 | LOWELL FARRIS
41748 | Permanently Closed | 1998-12-17 | 1989-02-20 | 1998-12-17 | Petroleum | Unleaded gasoline | Unleaded gasoline | Industrial | Steel | Steel | Coated & cathodic protection (sti-P3) |  | Steel |  | 1901-01-01 | [6 empty] | Statistical Inventory Reconciliation (SIR) | [8 empty] | UST Currently In Use: 0; UST Temp Close: 0; AST Currently In Use: 1; AST Temp Closed: 0 | 0 | 0 | 2 | 20403-093-015096 | LOWELL FARRIS
41749 | Currently in Use |  | 1990-10-01 |  | Petroleum | Unleaded gasoline | Unleaded gasoline | Retail | Steel | Steel | Coated & cathodic protection (sti-P3) |  | Fiberglass reinforced plastic |  |  |  | Catchment Basin, Single walled catchment basin | Flow Rest 90% Full | Flow Rest 90% Full |  |  | Continuous Automatic Tank Gauge |  | Automatic flow restrictor (MLLD) | Automatic flow restrictor (MLLD) |  |  | Annual line testing | Annual line testing |  | UST Currently In Use: 4; UST Temp Close: 0; AST Currently In Use: 0; AST Temp Closed: 0 | 4 | 0 | 0 | 25196-097-015455 | KHALED GADHA
41750 | Currently in Use |  | 1990-10-01 |  | Petroleum | Mid-grade gasoline | Mid-grade gasoline | Retail | Steel | Steel | Coated & cathodic protection (sti-P3) |  | Fiberglass reinforced plastic |  |  |  | Catchment Basin, Single walled catchment basin | Flow Rest 90% Full | Flow Rest 90% Full |  |  | Continuous Automatic Tank Gauge |  | Automatic flow restrictor (MLLD) | Automatic flow restrictor (MLLD) |  |  | Annual line testing | Annual line testing |  | UST Currently In Use: 4; UST Temp Close: 0; AST Currently In Use: 0; AST Temp Closed: 0 | 4 | 0 | 0 | 25196-097-015455 | KHALED GADHA
41751 | Currently in Use |  | 1990-10-01 |  | Petroleum | Premium gasoline | Premium gasoline | Retail | Steel | Steel | Coated & cathodic protection (sti-P3) |  | Fiberglass reinforced plastic |  |  |  | Catchment Basin, Single walled catchment basin | Flow Rest 90% Full | Flow Rest 90% Full |  |  | Continuous Automatic Tank Gauge |  | Automatic flow restrictor (MLLD) | Automatic flow restrictor (MLLD) |  |  | Annual line testing | Annual line testing |  | UST Currently In Use: 4; UST Temp Close: 0; AST Currently In Use: 0; AST Temp Closed: 0 | 4 | 0 | 0 | 25196-097-015455 | KHALED GADHA
41752 | Currently in Use |  | 1990-10-01 |  | Petroleum | On road diesel | On road diesel | Retail | Steel | Steel | Coated & cathodic protection (sti-P3) |  | Fiberglass reinforced plastic |  |  |  | Catchment Basin, Single walled catchment basin | Flow Rest 90% Full | Flow Rest 90% Full |  |  | Continuous Automatic Tank Gauge |  | Automatic flow restrictor (MLLD) | Automatic flow restrictor (MLLD) |  |  | Annual line testing | Annual line testing |  | UST Currently In Use: 4; UST Temp Close: 0; AST Currently In Use: 0; AST Temp Closed: 0 | 4 | 0 | 0 | 25196-097-015455 | KHALED GADHA
41753 | Permanently Closed | 2002-09-04 | 1990-10-23 | 2002-09-04 | Petroleum | Unleaded gasoline | Unleaded gasoline | Industrial | Steel | Steel | Coated & cathodic protection (sti-P3) |  | Fiberglass reinforced plastic |  | 1901-01-01 | None | Catchment Basin, Single walled catchment basin | Flow Rest 90% Full | Flow Rest 90% Full |  |  | Automatic Tank Gauge | [8 empty] | UST Currently In Use: 0; UST Temp Close: 0; AST Currently In Use: 0; AST Temp Closed: 0 | 0 | 0 | 2 | 14099-097-000424 | RILEY STUART SUPPLY
41754 | Temporary Closed | 2022-07-31 | 1986-01-01 |  | Petroleum | Unleaded gasoline | Unleaded gasoline | Retail | Steel | Steel | Coated & cathodic protection (sti-P3) |  | Steel |  |  | Galvanic Cathodic | Catchment Basin, Single walled catchment basin | Automatic shutoff device At 95% full | Automatic shutoff device At 95% full |  |  | Continuous Automatic Tank Gauge |  | Automatic flow restrictor (MLLD) | Automatic flow restrictor (MLLD) |  |  | Annual line testing | Annual line testing |  | UST Currently In Use: 0; UST Temp Close: 5; AST Currently In Use: 0; AST Temp Closed: 0 | 0 | 5 | 0 | 15476-113-002784 | YOUNG OIL INC
41757 | Currently in Use |  | 1986-05-29 |  | Petroleum | Unleaded gasoline | Unleaded gasoline | Retail | Steel | Steel | Field installed cathodic protection |  | Fiberglass reinforced plastic |  |  |  | Catchment Basin, Single walled catchment basin | Automatic shutoff device At 95% full | Automatic shutoff device At 95% full |  |  | Continuous Automatic Tank Gauge |  | Automatic flow restrictor (MLLD), Containment Sump | Containment Sump |  |  | Annual line testing, Continuous alarm system | Continuous alarm system |  | UST Currently In Use: 5; UST Temp Close: 0; AST Currently In Use: 0; AST Temp Closed: 0 | 5 | 0 | 5 | 17067-087-005065 | TA OPERATING, LLC
41758 | Currently in Use |  | 1986-05-29 |  | Petroleum | Premium gasoline | Premium gasoline | Retail | Steel | Steel | Field installed cathodic protection |  | Fiberglass reinforced plastic |  |  |  | Catchment Basin, Single walled catchment basin | Automatic shutoff device At 95% full | Automatic shutoff device At 95% full |  |  | Continuous Automatic Tank Gauge |  | Automatic flow restrictor (MLLD), Containment Sump | Containment Sump |  |  | Annual line testing, Continuous alarm system | Continuous alarm system |  | UST Currently In Use: 5; UST Temp Close: 0; AST Currently In Use: 0; AST Temp Closed: 0 | 5 | 0 | 5 | 17067-087-005065 | TA OPERATING, LLC
41759 | Currently in Use |  | 1986-05-29 |  | Petroleum | On road diesel | On road diesel | Retail | Steel | Steel | Field installed cathodic protection |  | Fiberglass reinforced plastic |  |  |  | Catchment Basin, Single walled catchment basin | Automatic shutoff device At 95% full | Automatic shutoff device At 95% full |  |  | Continuous Automatic Tank Gauge |  | Automatic flow restrictor (MLLD), Containment Sump | Containment Sump |  |  | Annual line testing, Continuous alarm system | Continuous alarm system |  | UST Currently In Use: 5; UST Temp Close: 0; AST Currently In Use: 0; AST Temp Closed: 0 | 5 | 0 | 5 | 17067-087-005065 | TA OPERATING, LLC
41760 | Currently in Use |  | 1986-05-29 |  | Petroleum | On road diesel | On road diesel | Retail | Steel | Steel | Field installed cathodic protection |  | Double Wall, Fiberglass reinforced plastic |  |  |  | Catchment Basin, Single walled catchment basin | Automatic shutoff device At 95% full | Automatic shutoff device At 95% full |  |  | Continuous Automatic Tank Gauge |  | Automatic flow restrictor (MLLD), Containment Sump | Containment Sump | Interstitial Monitoring within Secondary Containment |  | Annual line testing, Continuous alarm system | Continuous alarm system |  | UST Currently In Use: 5; UST Temp Close: 0; AST Currently In Use: 0; AST Temp Closed: 0 | 5 | 0 | 5 | 17067-087-005065 | TA OPERATING, LLC
41761 | Currently in Use |  | 1986-05-29 |  | Petroleum | On road diesel | On road diesel | Retail | Steel | Steel | Field installed cathodic protection |  | Double Wall, Fiberglass reinforced plastic |  |  |  | Catchment Basin, Single walled catchment basin | Automatic shutoff device At 95% full | Automatic shutoff device At 95% full |  |  | Continuous Automatic Tank Gauge |  | Automatic flow restrictor (MLLD), Containment Sump | Containment Sump | Interstitial Monitoring within Secondary Containment |  | Annual line testing, Continuous alarm system | Continuous alarm system |  | UST Currently In Use: 5; UST Temp Close: 0; AST Currently In Use: 0; AST Temp Closed: 0 | 5 | 0 | 5 | 17067-087-005065 | TA OPERATING, LLC
41762 | Cannot Locate or abandoned | 2003-11-07 | 1989-12-10 |  | Petroleum | Unleaded gasoline | Unleaded gasoline | Retail | Steel | Steel | Coated & cathodic protection (sti-P3) |  | Fiberglass reinforced plastic |  |  |  | Catchment Basin, Single walled catchment basin | Flow Rest 90% Full | Flow Rest 90% Full | [11 empty] | UST Currently In Use: 0; UST Temp Close: 0; AST Currently In Use: 0; AST Temp Closed: 0 | 0 | 0 | 0 | 21762-113-015500 | LARRY SMITH
41763 | Cannot Locate or abandoned | 2003-11-07 | 1989-12-10 |  | Petroleum | Unleaded gasoline | Unleaded gasoline | Retail | Steel | Steel | Coated & cathodic protection (sti-P3) |  | Fiberglass reinforced plastic |  |  |  | Catchment Basin, Single walled catchment basin | Flow Rest 90% Full | Flow Rest 90% Full | [11 empty] | UST Currently In Use: 0; UST Temp Close: 0; AST Currently In Use: 0; AST Temp Closed: 0 | 0 | 0 | 0 | 21762-113-015500 | LARRY SMITH
41764 | Currently in Use |  | 1991-01-15 |  | Petroleum | Unleaded gasoline | Unleaded gasoline | Retail | Fiberglass reinforced plastic, Single Wall | Single Wall |  |  | Fiberglass reinforced plastic, Single Wall |  | 1901-01-01 |  | Catchment Basin, Single walled catchment basin | Automatic shutoff device At 95% full | Automatic shutoff device At 95% full |  |  | Continuous Automatic Tank Gauge |  | Automatic shutoff device (AELLD), Containment Sump | Containment Sump | [5 empty] | UST Currently In Use: 3; UST Temp Close: 0; AST Currently In Use: 0; AST Temp Closed: 0 | 3 | 0 | 3 | 25665-073-000595 | AIYA LLC
41765 | Currently in Use |  | 1991-01-15 |  | Petroleum | Unleaded gasoline | Unleaded gasoline | Retail | Fiberglass reinforced plastic, Single Wall | Single Wall |  |  | Fiberglass reinforced plastic, Single Wall |  | 1901-01-01 |  | Catchment Basin, Single walled catchment basin | Automatic shutoff device At 95% full | Automatic shutoff device At 95% full |  |  | Continuous Automatic Tank Gauge |  | Automatic shutoff device (AELLD), Containment Sump | Containment Sump | [5 empty] | UST Currently In Use: 3; UST Temp Close: 0; AST Currently In Use: 0; AST Temp Closed: 0 | 3 | 0 | 3 | 25665-073-000595 | AIYA LLC
41766 | Currently in Use |  | 1991-01-15 |  | Petroleum | Premium gasoline | Premium gasoline | Retail | Fiberglass reinforced plastic, Single Wall | Single Wall |  |  | Fiberglass reinforced plastic, Single Wall |  | 1901-01-01 |  | Catchment Basin, Single walled catchment basin | Automatic shutoff device At 95% full | Automatic shutoff device At 95% full |  |  | Continuous Automatic Tank Gauge |  | Automatic shutoff device (AELLD), Containment Sump | Containment Sump | [5 empty] | UST Currently In Use: 3; UST Temp Close: 0; AST Currently In Use: 0; AST Temp Closed: 0 | 3 | 0 | 3 | 25665-073-000595 | AIYA LLC
41767 | Permanently Closed | 1989-06-02 | 1975-06-06 | 1991-12-07 | Petroleum | Unleaded gasoline | Unleaded gasoline |  | Steel | Steel |  | Painted or None | Steel |  | 1901-01-01 | [6 empty] | Manual Tank Gauging (only tanks 1000 gal. or less and 48” or 64” in diameter) | [8 empty] | UST Currently In Use: 0; UST Temp Close: 0; AST Currently In Use: 0; AST Temp Closed: 0 | 0 | 0 | 3 | 16878-045-014630 | BOBBY J ELLSWORTH
41768 | Temporary Closed | 2015-01-15 | 1986-01-01 |  | Petroleum | Unleaded gasoline | Unleaded gasoline | Industrial | Steel | Steel | Coated & cathodic protection (sti-P3) |  | Fiberglass reinforced plastic |  |  |  | Catchment Basin, Single walled catchment basin | Automatic shutoff device At 95% full | Automatic shutoff device At 95% full |  |  | Statistical Inventory Reconciliation (SIR) | [8 empty] | UST Currently In Use: 0; UST Temp Close: 2; AST Currently In Use: 0; AST Temp Closed: 0 | 0 | 2 | 0 | 24869-025-015456 | DOUBLEBACK TRANSPORTATION, LLC
41769 | Temporary Closed | 2024-12-01 | 1986-01-01 |  | Petroleum | On road diesel | On road diesel | Industrial | Steel | Steel | Coated & cathodic protection (sti-P3) |  | Fiberglass reinforced plastic |  |  |  | Catchment Basin, Single walled catchment basin | Automatic shutoff device At 95% full | Automatic shutoff device At 95% full |  |  | Statistical Inventory Reconciliation (SIR) | [8 empty] | UST Currently In Use: 0; UST Temp Close: 2; AST Currently In Use: 0; AST Temp Closed: 0 | 0 | 2 | 0 | 24869-025-015456 | DOUBLEBACK TRANSPORTATION, LLC
41770 | Currently in Use |  | 1990-12-20 |  | Petroleum | Unleaded gasoline | Unleaded gasoline | Retail | Steel | Steel | Coated & cathodic protection (sti-P3) |  | Fiberglass reinforced plastic |  |  |  | Catchment Basin, Single walled catchment basin | Flow Rest 90% Full | Flow Rest 90% Full |  |  | Statistical Inventory Reconciliation (SIR) | [8 empty] | UST Currently In Use: 1; UST Temp Close: 0; AST Currently In Use: 0; AST Temp Closed: 0 | 1 | 0 | 2 | 25521-041-004567 | WILLIAM EASTERLING
41771 | Currently in Use |  | 1991-01-10 |  | Petroleum | Unleaded gasoline | Unleaded gasoline | Retail | Steel | Steel | Coated & cathodic protection (sti-P3) |  | Steel |  |  | Field installed cathodic protection | Catchment Basin, Single walled catchment basin | Flow Rest 90% Full | Flow Rest 90% Full |  |  | Statistical Inventory Reconciliation (SIR) | [8 empty] | UST Currently In Use: 3; UST Temp Close: 0; AST Currently In Use: 0; AST Temp Closed: 0 | 3 | 0 | 1 | 25573-017-011827 | VCPI LLC
41772 | Currently in Use |  | 1990-11-20 |  | Petroleum | Unleaded gasoline | Unleaded gasoline | Retail | Single Wall, Steel | Steel | Coated & cathodic protection (sti-P3) |  | Double Wall, Fiberglass reinforced plastic |  | 2017-11-14 | Other, FLXS ISOLA | Catchment Basin, Single walled catchment basin | Flow Rest 90% Full | Flow Rest 90% Full |  |  | Automatic Tank Gauge |  | Automatic flow restrictor (MLLD) | Automatic flow restrictor (MLLD) |  |  | Annual line testing | Annual line testing |  | UST Currently In Use: 3; UST Temp Close: 0; AST Currently In Use: 0; AST Temp Closed: 0 | 3 | 0 | 1 | 23768-121-004120 | ALTAF VIRANI
41773 | Currently in Use |  | 1990-11-20 |  | Petroleum | Other, CONV | Other | Retail | Single Wall, Steel | Steel | Coated & cathodic protection (sti-P3) |  | Double Wall, Fiberglass reinforced plastic |  | 2017-11-14 | Other, FLXS ISOLA | Catchment Basin, Single walled catchment basin | Flow Rest 90% Full | Flow Rest 90% Full |  |  | Automatic Tank Gauge |  | Automatic flow restrictor (MLLD) | Automatic flow restrictor (MLLD) | [5 empty] | UST Currently In Use: 3; UST Temp Close: 0; AST Currently In Use: 0; AST Temp Closed: 0 | 3 | 0 | 1 | 23768-121-004120 | ALTAF VIRANI
41774 | Currently in Use |  | 1990-11-20 |  | Petroleum | On road diesel | On road diesel | Retail | Single Wall, Steel | Steel | Coated & cathodic protection (sti-P3) |  | Double Wall, Fiberglass reinforced plastic |  | 2017-11-14 | Other, FLXS ISOLA | Catchment Basin, Single walled catchment basin | Flow Rest 90% Full | Flow Rest 90% Full |  |  | Automatic Tank Gauge |  | Automatic flow restrictor (MLLD) | Automatic flow restrictor (MLLD) | [5 empty] | UST Currently In Use: 3; UST Temp Close: 0; AST Currently In Use: 0; AST Temp Closed: 0 | 3 | 0 | 1 | 23768-121-004120 | ALTAF VIRANI
41775 | Permanently Closed | 2001-10-26 | 1990-12-28 | 2001-10-26 | Petroleum | Unleaded gasoline | Unleaded gasoline |  | Steel | Steel | Coated & cathodic protection (sti-P3) |  | Fiberglass reinforced plastic |  | 1901-01-01 | None | Catchment Basin, Single walled catchment basin | Flow Rest 90% Full | Flow Rest 90% Full | [11 empty] | UST Currently In Use: 0; UST Temp Close: 0; AST Currently In Use: 0; AST Temp Closed: 0 | 0 | 0 | 2 | 12067-121-005812 | IMERYS
41776 | Currently in Use |  | 1990-05-25 |  | Petroleum | On road diesel | On road diesel | Retail | Steel | Steel | Coated & cathodic protection (sti-P3), Field installed cathodic protection |  | Fiberglass reinforced plastic |  | 1901-01-01 |  | Catchment Basin, Single walled catchment basin | Automatic shutoff device At 95% full, Flow Rest 90% Full | Flow Rest 90% Full |  |  | Continuous Automatic Tank Gauge |  | Automatic flow restrictor (MLLD) | Automatic flow restrictor (MLLD) |  |  | Annual line testing | Annual line testing |  | UST Currently In Use: 5; UST Temp Close: 0; AST Currently In Use: 1; AST Temp Closed: 0 | 5 | 0 | 0 | 22830-109-011607 | R.S. LORD, LLC
41777 | Currently in Use |  | 1990-10-04 |  | Petroleum | On road diesel | On road diesel | State/federal government | Fiberglass reinforced plastic | Fiberglass reinforced plastic |  |  | Fiberglass reinforced plastic |  | 1901-01-01 | None | Catchment Basin, Single walled catchment basin | Audible high level alarm At 90% full | Audible high level alarm At 90% full | Interstitial Monitoring within Secondary Containment |  | Automatic Tank Gauge |  | Automatic shutoff device (AELLD), Containment Sump | Containment Sump | Interstitial Monitoring within Secondary Containment |  | Continuous alarm system | Continuous alarm system |  | UST Currently In Use: 4; UST Temp Close: 0; AST Currently In Use: 0; AST Temp Closed: 0 | 4 | 0 | 3 | 14650-035-002974 | DEPARTMENT OF TRANSPORTATION HIGHWAY
41778 | Currently in Use |  | 1990-10-04 |  | Petroleum | Unleaded gasoline | Unleaded gasoline | State/federal government | Fiberglass reinforced plastic | Fiberglass reinforced plastic |  |  | Fiberglass reinforced plastic |  | 1901-01-01 | None | Catchment Basin, Single walled catchment basin | Audible high level alarm At 90% full | Audible high level alarm At 90% full | Interstitial Monitoring within Secondary Containment |  | Automatic Tank Gauge |  | Automatic shutoff device (AELLD), Containment Sump | Containment Sump | Interstitial Monitoring within Secondary Containment |  | Continuous alarm system | Continuous alarm system |  | UST Currently In Use: 4; UST Temp Close: 0; AST Currently In Use: 0; AST Temp Closed: 0 | 4 | 0 | 3 | 14650-035-002974 | DEPARTMENT OF TRANSPORTATION HIGHWAY
41779 | Permanently Closed | 1996-01-29 | 1965-01-01 | 1996-05-13 | Petroleum | On road diesel | On road diesel | Industrial | Steel | Steel |  | Painted or None | Steel |  | 1901-01-01 | [6 empty] | Statistical Inventory Reconciliation (SIR) | [8 empty] | UST Currently In Use: 0; UST Temp Close: 0; AST Currently In Use: 0; AST Temp Closed: 0 | 0 | 0 | 4 | 14811-073-010004 | TEACHERS INSURANCE & ANNUITY
41780 | Permanently Closed | 2011-05-01 | 1990-06-18 | 2023-04-25 | Petroleum | Unleaded gasoline | Unleaded gasoline | Retail | Fiberglass reinforced plastic | Fiberglass reinforced plastic |  |  | Fiberglass reinforced plastic |  | 1901-01-01 | None | Catchment Basin, Single walled catchment basin | Flow Rest 90% Full | Flow Rest 90% Full |  |  | Statistical Inventory Reconciliation (SIR) | [5 empty] | Annual line testing | Annual line testing |  | UST Currently In Use: 0; UST Temp Close: 0; AST Currently In Use: 0; AST Temp Closed: 0 | 0 | 0 | 3 | 12743-109-011834 | JETER OIL CO
41781 | Currently in Use |  | 1991-01-17 |  | Petroleum | Unleaded gasoline | Unleaded gasoline | Bulk facility | Fiberglass reinforced plastic | Fiberglass reinforced plastic |  |  | Fiberglass reinforced plastic |  | 1901-01-01 |  | Catchment Basin, Single walled catchment basin | Audible high level alarm At 90% full | Audible high level alarm At 90% full | Interstitial Monitoring within Secondary Containment |  | Automatic Tank Gauge |  | Automatic flow restrictor (MLLD) | Automatic flow restrictor (MLLD) | Interstitial Monitoring within Secondary Containment |  | Annual line testing | Annual line testing |  | UST Currently In Use: 2; UST Temp Close: 0; AST Currently In Use: 0; AST Temp Closed: 0 | 2 | 0 | 2 | 10038-069-001062 | AAA COOPER TRANSPORTATION ATTN JOYA
41782 | Currently in Use |  | 1990-02-09 |  | Petroleum | Unleaded gasoline | Unleaded gasoline | Retail | Fiberglass reinforced plastic | Fiberglass reinforced plastic |  |  | Fiberglass reinforced plastic |  | 1901-01-01 |  | Catchment Basin, Single walled catchment basin | Automatic shutoff device At 95% full | Automatic shutoff device At 95% full |  |  | Continuous Automatic Tank Gauge |  | Automatic shutoff device (AELLD) | Automatic shutoff device (AELLD) |  |  | Automatic electronic line leak detector (AELLD) | Automatic electronic line leak detector (AELLD) |  | UST Currently In Use: 4; UST Temp Close: 0; AST Currently In Use: 0; AST Temp Closed: 0 | 4 | 0 | 4 | 13526-073-011490 | MOORE OIL COMPANY, INC.
41783 | Currently in Use |  | 1990-02-09 |  | Petroleum | Unleaded gasoline | Unleaded gasoline | Retail | Fiberglass reinforced plastic | Fiberglass reinforced plastic |  |  | Fiberglass reinforced plastic |  | 1901-01-01 |  | Catchment Basin, Single walled catchment basin | Automatic shutoff device At 95% full | Automatic shutoff device At 95% full |  |  | Continuous Automatic Tank Gauge |  | Automatic shutoff device (AELLD) | Automatic shutoff device (AELLD) |  |  | Automatic electronic line leak detector (AELLD) | Automatic electronic line leak detector (AELLD) |  | UST Currently In Use: 4; UST Temp Close: 0; AST Currently In Use: 0; AST Temp Closed: 0 | 4 | 0 | 4 | 13526-073-011490 | MOORE OIL COMPANY, INC.
41784 | Currently in Use |  | 1990-02-09 |  | Petroleum | Premium gasoline | Premium gasoline | Retail | Fiberglass reinforced plastic | Fiberglass reinforced plastic |  |  | Fiberglass reinforced plastic |  | 1901-01-01 |  | Catchment Basin, Single walled catchment basin | Automatic shutoff device At 95% full | Automatic shutoff device At 95% full |  |  | Continuous Automatic Tank Gauge |  | Automatic shutoff device (AELLD) | Automatic shutoff device (AELLD) |  |  | Automatic electronic line leak detector (AELLD) | Automatic electronic line leak detector (AELLD) |  | UST Currently In Use: 4; UST Temp Close: 0; AST Currently In Use: 0; AST Temp Closed: 0 | 4 | 0 | 4 | 13526-073-011490 | MOORE OIL COMPANY, INC.
41785 | Currently in Use |  | 1990-02-09 |  | Petroleum | On road diesel | On road diesel | Retail | Fiberglass reinforced plastic | Fiberglass reinforced plastic |  |  | Fiberglass reinforced plastic |  | 1901-01-01 |  | Catchment Basin, Single walled catchment basin | Automatic shutoff device At 95% full, Flow Rest 90% Full | Flow Rest 90% Full |  |  | Continuous Automatic Tank Gauge |  | Automatic shutoff device (AELLD) | Automatic shutoff device (AELLD) |  |  | Automatic electronic line leak detector (AELLD) | Automatic electronic line leak detector (AELLD) |  | UST Currently In Use: 4; UST Temp Close: 0; AST Currently In Use: 0; AST Temp Closed: 0 | 4 | 0 | 4 | 13526-073-011490 | MOORE OIL COMPANY, INC.
41786 | Currently in Use |  | 1991-01-17 |  | Petroleum | On road diesel | On road diesel | Bulk facility | Fiberglass reinforced plastic | Fiberglass reinforced plastic |  |  | Fiberglass reinforced plastic |  | 1901-01-01 |  | Catchment Basin, Single walled catchment basin | Audible high level alarm At 90% full | Audible high level alarm At 90% full | Interstitial Monitoring within Secondary Containment |  | Automatic Tank Gauge |  | Automatic flow restrictor (MLLD) | Automatic flow restrictor (MLLD) | Interstitial Monitoring within Secondary Containment |  | Annual line testing | Annual line testing |  | UST Currently In Use: 2; UST Temp Close: 0; AST Currently In Use: 0; AST Temp Closed: 0 | 2 | 0 | 2 | 10038-069-001062 | AAA COOPER TRANSPORTATION ATTN JOYA
41787 | Permanently Closed | 2015-11-12 | 1990-05-16 | 2016-07-26 | Petroleum | Unleaded gasoline | Unleaded gasoline | Retail | Fiberglass coated steel | Fiberglass coated steel |  |  | Fiberglass reinforced plastic |  | 1901-01-01 | None | Catchment Basin, Single walled catchment basin | Audible high level alarm At 90% full, Flow Rest 90% Full | Flow Rest 90% Full |  |  | Continuous Automatic Tank Gauge |  | Automatic shutoff device (AELLD), Containment Sump | Containment Sump | [5 empty] | UST Currently In Use: 0; UST Temp Close: 0; AST Currently In Use: 0; AST Temp Closed: 0 | 0 | 0 | 6 | 14001-041-009597 | RaceTrac, Inc.
41788 | Permanently Closed | 2015-11-12 | 1990-05-16 | 2016-07-26 | Petroleum | Mid-grade gasoline | Mid-grade gasoline | Retail | Fiberglass coated steel | Fiberglass coated steel |  |  | Fiberglass reinforced plastic |  | 1901-01-01 | None | Catchment Basin, Single walled catchment basin | Audible high level alarm At 90% full, Flow Rest 90% Full | Flow Rest 90% Full |  |  | Continuous Automatic Tank Gauge |  | Automatic shutoff device (AELLD), Containment Sump | Containment Sump | [5 empty] | UST Currently In Use: 0; UST Temp Close: 0; AST Currently In Use: 0; AST Temp Closed: 0 | 0 | 0 | 6 | 14001-041-009597 | RaceTrac, Inc.
41789 | Permanently Closed | 2015-11-12 | 1990-05-16 | 2016-07-26 | Petroleum | Premium gasoline | Premium gasoline | Retail | Fiberglass coated steel | Fiberglass coated steel |  |  | Fiberglass reinforced plastic |  | 1901-01-01 | None | Catchment Basin, Single walled catchment basin | Audible high level alarm At 90% full, Flow Rest 90% Full | Flow Rest 90% Full |  |  | Continuous Automatic Tank Gauge |  | Automatic shutoff device (AELLD), Containment Sump | Containment Sump | [5 empty] | UST Currently In Use: 0; UST Temp Close: 0; AST Currently In Use: 0; AST Temp Closed: 0 | 0 | 0 | 6 | 14001-041-009597 | RaceTrac, Inc.
41790 | Permanently Closed | 1992-09-10 | 1986-01-01 | 1992-09-10 | Petroleum | Used oil | Used oil |  | Steel | Steel |  |  |  |  | 1901-01-01 | [15 empty] | UST Currently In Use: 0; UST Temp Close: 0; AST Currently In Use: 0; AST Temp Closed: 0 | 0 | 0 | 1 | 17335-003-015458 | GASTON FORD LINCOLN AND MERCURY
41791 | Temporary Closed | 2023-03-07 | 1988-01-01 |  | Petroleum | Unleaded gasoline | Unleaded gasoline | Retail | Steel | Steel | Coated & cathodic protection (sti-P3) |  | Fiberglass reinforced plastic |  |  |  | Catchment Basin, Single walled catchment basin | Automatic shutoff device At 95% full | Automatic shutoff device At 95% full |  |  | Statistical Inventory Reconciliation (SIR) |  | Automatic flow restrictor (MLLD), Containment Sump | Containment Sump |  |  | Statistical inventory reconciliation (SIR) | Statistical inventory reconciliation (SIR) |  | UST Currently In Use: 0; UST Temp Close: 3; AST Currently In Use: 2; AST Temp Closed: 0 | 0 | 3 | 2 | 10182-121-011242 | ALLEN OIL CO
41792 | Temporary Closed | 2023-03-07 | 1988-01-01 |  | Petroleum | On road diesel | On road diesel | Retail | Steel | Steel | Coated & cathodic protection (sti-P3) |  | Fiberglass reinforced plastic |  |  |  | Catchment Basin, Single walled catchment basin | Automatic shutoff device At 95% full | Automatic shutoff device At 95% full |  |  | Statistical Inventory Reconciliation (SIR) |  | Automatic flow restrictor (MLLD), Containment Sump | Containment Sump |  |  | Statistical inventory reconciliation (SIR) | Statistical inventory reconciliation (SIR) |  | UST Currently In Use: 0; UST Temp Close: 3; AST Currently In Use: 2; AST Temp Closed: 0 | 0 | 3 | 2 | 10182-121-011242 | ALLEN OIL CO
41793 | Temporary Closed | 2008-07-02 | 1991-03-08 |  | Petroleum | Unleaded gasoline | Unleaded gasoline |  | Steel | Steel | Coated & cathodic protection (sti-P3) |  | Fiberglass reinforced plastic |  |  |  | Catchment Basin, Single walled catchment basin | Flow Rest 90% Full | Flow Rest 90% Full |  |  | Statistical Inventory Reconciliation (SIR) | [8 empty] | UST Currently In Use: 0; UST Temp Close: 1; AST Currently In Use: 0; AST Temp Closed: 0 | 0 | 1 | 0 | 17336-045-006282 | THOMAS WATERS
41794 | Permanently Closed | 1993-06-08 | 1976-01-01 | 1993-06-08 | Petroleum | Unleaded gasoline | Unleaded gasoline |  | Steel | Steel |  | Painted or None | Steel |  | 1901-01-01 | None | [14 empty] | UST Currently In Use: 0; UST Temp Close: 0; AST Currently In Use: 0; AST Temp Closed: 0 | 0 | 0 | 1 | 15310-083-015386 | WATKINS OIL CO INC
41795 | Permanently Closed | 1991-10-25 | 1984-03-10 | 1991-10-25 | Petroleum | Unleaded gasoline | Unleaded gasoline |  | Steel | Steel |  | Painted or None | Steel |  | 1901-01-01 | None | [14 empty] | UST Currently In Use: 0; UST Temp Close: 0; AST Currently In Use: 0; AST Temp Closed: 0 | 0 | 0 | 1 | 15310-083-015387 | WATKINS OIL CO INC
41799 | Cannot Locate or abandoned | 2008-08-05 | 1991-03-15 |  | Petroleum | Unleaded gasoline | Unleaded gasoline | Retail | Steel | Steel | Coated & cathodic protection (sti-P3) |  | Fiberglass reinforced plastic |  |  |  | Catchment Basin, Single walled catchment basin | Flow Rest 90% Full | Flow Rest 90% Full | [11 empty] | UST Currently In Use: 0; UST Temp Close: 0; AST Currently In Use: 0; AST Temp Closed: 0 | 0 | 0 | 2 | 11972-049-000187 | JUNE FRICKS
41800 | Cannot Locate or abandoned | 2005-08-20 | 1991-03-15 |  | Petroleum | Premium gasoline | Premium gasoline | Retail | Steel | Steel | Coated & cathodic protection (sti-P3) |  | Fiberglass reinforced plastic |  |  |  | Catchment Basin, Single walled catchment basin | Flow Rest 90% Full | Flow Rest 90% Full | [11 empty] | UST Currently In Use: 0; UST Temp Close: 0; AST Currently In Use: 0; AST Temp Closed: 0 | 0 | 0 | 2 | 11972-049-000187 | JUNE FRICKS
41801 | Currently in Use |  | 1990-10-30 |  | Petroleum | On road diesel | On road diesel |  | Fiberglass coated steel, Single Wall | Single Wall |  |  | Fiberglass reinforced plastic, Single Wall |  | 1901-01-01 | None | Catchment Basin, Single walled catchment basin | Automatic shutoff device At 95% full | Automatic shutoff device At 95% full |  |  | Automatic Tank Gauge | [8 empty] | UST Currently In Use: 1; UST Temp Close: 0; AST Currently In Use: 0; AST Temp Closed: 0 | 1 | 0 | 2 | 14296-073-013105 | SAIA MOTOR FREIGHT LINE INC
41802 | Currently in Use |  | 1990-08-10 |  | Petroleum | Unleaded gasoline | Unleaded gasoline | Retail | Single Wall, Steel | Steel | Coated & cathodic protection (sti-P3) |  | Double Wall, Fiberglass reinforced plastic |  |  |  | Catchment Basin, Single walled catchment basin | Flow Rest 90% Full | Flow Rest 90% Full |  |  | Continuous Automatic Tank Gauge |  | Automatic flow restrictor (MLLD), Containment Sump | Containment Sump |  |  | Annual line testing | Annual line testing |  | UST Currently In Use: 3; UST Temp Close: 0; AST Currently In Use: 0; AST Temp Closed: 0 | 3 | 0 | 0 | 12373-121-015460 | HILL PETROLEUM CO INC
41803 | Currently in Use |  | 1990-08-10 |  | Petroleum | Mid-grade gasoline | Mid-grade gasoline | Retail | Single Wall, Steel | Steel | Coated & cathodic protection (sti-P3) |  | Double Wall, Fiberglass reinforced plastic |  |  |  | Catchment Basin, Single walled catchment basin | Flow Rest 90% Full | Flow Rest 90% Full |  |  | Continuous Automatic Tank Gauge |  | Automatic flow restrictor (MLLD), Containment Sump | Containment Sump |  |  | Annual line testing | Annual line testing |  | UST Currently In Use: 3; UST Temp Close: 0; AST Currently In Use: 0; AST Temp Closed: 0 | 3 | 0 | 0 | 12373-121-015460 | HILL PETROLEUM CO INC
41804 | Currently in Use |  | 1990-08-10 |  | Petroleum | Premium gasoline | Premium gasoline | Retail | Single Wall, Steel | Steel | Coated & cathodic protection (sti-P3) |  | Double Wall, Fiberglass reinforced plastic |  |  |  | Catchment Basin, Single walled catchment basin | Flow Rest 90% Full | Flow Rest 90% Full |  |  | Continuous Automatic Tank Gauge |  | Automatic flow restrictor (MLLD), Containment Sump | Containment Sump |  |  | Annual line testing | Annual line testing |  | UST Currently In Use: 3; UST Temp Close: 0; AST Currently In Use: 0; AST Temp Closed: 0 | 3 | 0 | 0 | 12373-121-015460 | HILL PETROLEUM CO INC
41805 | Temporary Closed | 2011-10-07 | 1991-02-20 |  | Petroleum | Unleaded gasoline | Unleaded gasoline | Retail | Steel | Steel | Coated & cathodic protection (sti-P3) |  | Fiberglass reinforced plastic |  |  |  | Catchment Basin, Single walled catchment basin | Flow Rest 90% Full | Flow Rest 90% Full | [11 empty] | UST Currently In Use: 0; UST Temp Close: 1; AST Currently In Use: 0; AST Temp Closed: 1 | 0 | 1 | 0 | 17339-017-015461 | ED HYDE
41806 | Permanently Closed | 2012-11-26 | 1990-11-02 | 2012-11-26 | Petroleum | Unleaded gasoline | Unleaded gasoline | Industrial | Steel | Steel | Coated & cathodic protection (sti-P3) |  | Fiberglass reinforced plastic |  |  |  | Catchment Basin, Single walled catchment basin | Flow Rest 90% Full | Flow Rest 90% Full |  |  | Statistical Inventory Reconciliation (SIR) | [8 empty] | UST Currently In Use: 0; UST Temp Close: 0; AST Currently In Use: 1; AST Temp Closed: 0 | 0 | 0 | 4 | 24062-017-007189 | KNOLOGY INC
41807 | Currently in Use |  | 1991-02-27 |  | Petroleum | Unleaded gasoline | Unleaded gasoline | Retail | Fiberglass reinforced plastic | Fiberglass reinforced plastic |  |  | Fiberglass reinforced plastic |  | 1901-01-01 |  | Catchment Basin, Single walled catchment basin | Automatic shutoff device At 95% full | Automatic shutoff device At 95% full |  |  | Automatic Tank Gauge | [8 empty] | UST Currently In Use: 2; UST Temp Close: 0; AST Currently In Use: 0; AST Temp Closed: 0 | 2 | 0 | 3 | 24771-003-002513 | PARTH PATEL
41808 | Currently in Use |  | 1991-02-27 |  | Petroleum | Unleaded gasoline | Unleaded gasoline | Retail | Fiberglass reinforced plastic | Fiberglass reinforced plastic |  |  | Fiberglass reinforced plastic |  | 1901-01-01 |  | Catchment Basin, Single walled catchment basin | Automatic shutoff device At 95% full | Automatic shutoff device At 95% full |  |  | Automatic Tank Gauge | [8 empty] | UST Currently In Use: 2; UST Temp Close: 0; AST Currently In Use: 0; AST Temp Closed: 0 | 2 | 0 | 3 | 24771-003-002513 | PARTH PATEL
41809 | Currently in Use |  | 1990-11-30 |  | Petroleum | Unleaded gasoline | Unleaded gasoline | Retail | Steel | Steel | Coated & cathodic protection (sti-P3) |  | Fiberglass reinforced plastic |  |  | Other, FLXS ISOLA | Catchment Basin, Single walled catchment basin | Flow Rest 90% Full | Flow Rest 90% Full |  |  | Continuous Automatic Tank Gauge |  | Automatic flow restrictor (MLLD), Containment Sump | Containment Sump |  |  | Annual line testing | Annual line testing |  | UST Currently In Use: 3; UST Temp Close: 0; AST Currently In Use: 0; AST Temp Closed: 0 | 3 | 0 | 0 | 23829-045-015642 | LOWER AL PROPERTIES LLC
41811 | Currently in Use |  | 1990-11-30 |  | Petroleum | Premium gasoline | Premium gasoline | Retail | Steel | Steel | Coated & cathodic protection (sti-P3) |  | Fiberglass reinforced plastic |  |  | Other, FLXS ISOLA | Catchment Basin, Single walled catchment basin | Flow Rest 90% Full | Flow Rest 90% Full |  |  | Continuous Automatic Tank Gauge |  | Automatic flow restrictor (MLLD), Containment Sump | Containment Sump |  |  | Annual line testing | Annual line testing |  | UST Currently In Use: 3; UST Temp Close: 0; AST Currently In Use: 0; AST Temp Closed: 0 | 3 | 0 | 0 | 23829-045-015642 | LOWER AL PROPERTIES LLC
41812 | Currently in Use |  | 1990-11-30 |  | Petroleum | On road diesel | On road diesel | Retail | Steel | Steel | Coated & cathodic protection (sti-P3) |  | Fiberglass reinforced plastic |  |  | Other, FLXS ISOLA | Catchment Basin, Single walled catchment basin | Flow Rest 90% Full | Flow Rest 90% Full |  |  | Continuous Automatic Tank Gauge |  | Automatic flow restrictor (MLLD), Containment Sump | Containment Sump |  |  | Annual line testing | Annual line testing |  | UST Currently In Use: 3; UST Temp Close: 0; AST Currently In Use: 0; AST Temp Closed: 0 | 3 | 0 | 0 | 23829-045-015642 | LOWER AL PROPERTIES LLC
41813 | Permanently Closed | 1999-11-17 | 1976-01-01 | 1999-11-17 | Petroleum | Unleaded gasoline | Unleaded gasoline |  | Steel | Steel |  | Painted or None | Steel |  | 1901-01-01 | [15 empty] | UST Currently In Use: 0; UST Temp Close: 0; AST Currently In Use: 0; AST Temp Closed: 0 | 0 | 0 | 2 | 20469-045-014757 | MARY BERRY
41814 | Permanently Closed | 1999-11-17 | 1901-01-01 | 1999-11-17 | Petroleum | Unleaded gasoline | Unleaded gasoline |  | Steel | Steel |  | Painted or None | Steel |  | 1901-01-01 | [15 empty] | UST Currently In Use: 0; UST Temp Close: 0; AST Currently In Use: 0; AST Temp Closed: 0 | 0 | 0 | 2 | 20469-045-014757 | MARY BERRY
41815 | Temporary Closed | 2010-06-02 | 1991-02-12 |  | Petroleum | Unleaded gasoline | Unleaded gasoline | Retail | Steel | Steel | Coated & cathodic protection (sti-P3) |  | Fiberglass reinforced plastic |  | 1901-01-01 | None | Catchment Basin, Single walled catchment basin | Flow Rest 90% Full | Flow Rest 90% Full | [11 empty] | UST Currently In Use: 0; UST Temp Close: 2; AST Currently In Use: 1; AST Temp Closed: 0 | 0 | 2 | 2 | 22289-005-007859 | FREDDIE MCNABB
41816 | Temporary Closed | 2010-09-02 | 1991-02-12 |  | Petroleum | Premium gasoline | Premium gasoline | Retail | Steel | Steel | Coated & cathodic protection (sti-P3) |  | Fiberglass reinforced plastic |  | 1901-01-01 | None | Catchment Basin, Single walled catchment basin | Flow Rest 90% Full | Flow Rest 90% Full | [11 empty] | UST Currently In Use: 0; UST Temp Close: 2; AST Currently In Use: 1; AST Temp Closed: 0 | 0 | 2 | 2 | 22289-005-007859 | FREDDIE MCNABB
41817 | Permanently Closed | 1992-09-30 | 1977-01-01 | 1992-09-30 | Petroleum | Unleaded gasoline | Unleaded gasoline |  | Steel | Steel |  | Painted or None | Steel |  | 1901-01-01 | None | [14 empty] | UST Currently In Use: 0; UST Temp Close: 0; AST Currently In Use: 0; AST Temp Closed: 0 | 0 | 0 | 4 | 16481-123-010459 | J L TAPLEY
41826 | Permanently Closed | 1991-01-01 | 1989-02-01 | 1991-01-01 | Petroleum | Unleaded gasoline | Unleaded gasoline |  | Steel | Steel |  | Painted or None | Steel |  | 1901-01-01 | None | [5 empty] | Manual Tank Gauging (only tanks 1000 gal. or less and 48” or 64” in diameter) | [8 empty] | UST Currently In Use: 0; UST Temp Close: 0; AST Currently In Use: 0; AST Temp Closed: 0 | 0 | 0 | 1 | 17341-015-015463 | LASED INC
41827 | Temporary Closed | 2023-06-01 | 1991-04-02 |  | Petroleum | On road diesel | On road diesel | Retail | Single Wall, Steel | Steel | Coated & cathodic protection (sti-P3) |  | Fiberglass reinforced plastic, Single Wall |  |  |  | Catchment Basin, Single walled catchment basin | Flow Rest 90% Full | Flow Rest 90% Full |  |  | Continuous Automatic Tank Gauge |  | Automatic flow restrictor (MLLD), LINES TEMP | Automatic flow restrictor (MLLD) |  |  | Annual line testing, Other, LINES TEMP | Other |  | UST Currently In Use: 0; UST Temp Close: 4; AST Currently In Use: 0; AST Temp Closed: 0 | 0 | 4 | 5 | 24686-103-004500 | PAPA JACKS INC
41828 | Temporary Closed | 2023-06-01 | 1991-04-02 |  | Petroleum | On road diesel | On road diesel | Retail | Single Wall, Steel | Steel | Coated & cathodic protection (sti-P3) |  | Fiberglass reinforced plastic, Single Wall |  |  |  | Catchment Basin, Single walled catchment basin | Flow Rest 90% Full | Flow Rest 90% Full |  |  | Continuous Automatic Tank Gauge |  | Automatic flow restrictor (MLLD), LINES TEMP | Automatic flow restrictor (MLLD) |  |  | Annual line testing, Other, LINES TEMP | Other |  | UST Currently In Use: 0; UST Temp Close: 4; AST Currently In Use: 0; AST Temp Closed: 0 | 0 | 4 | 5 | 24686-103-004500 | PAPA JACKS INC
41829 | Temporary Closed | 2023-06-01 | 1991-04-02 |  | Petroleum | Unleaded gasoline | Unleaded gasoline | Retail | Single Wall, Steel | Steel | Coated & cathodic protection (sti-P3) |  | Fiberglass reinforced plastic, Single Wall |  |  |  | Catchment Basin, Single walled catchment basin | Flow Rest 90% Full | Flow Rest 90% Full |  |  | Continuous Automatic Tank Gauge |  | Automatic flow restrictor (MLLD), LINES TEMP | Automatic flow restrictor (MLLD) |  |  | Annual line testing, Other, LINES TEMP | Other |  | UST Currently In Use: 0; UST Temp Close: 4; AST Currently In Use: 0; AST Temp Closed: 0 | 0 | 4 | 5 | 24686-103-004500 | PAPA JACKS INC
41830 | Temporary Closed | 2019-02-01 | 1991-04-02 |  | Petroleum | Kerosene | Kerosene |  | Single Wall, Steel | Steel | Coated & cathodic protection (sti-P3) |  | Fiberglass reinforced plastic, Single Wall |  |  |  | Catchment Basin, Single walled catchment basin | Flow Rest 90% Full | Flow Rest 90% Full |  |  | Continuous Automatic Tank Gauge |  | Automatic flow restrictor (MLLD) | Automatic flow restrictor (MLLD) |  |  | Annual line testing | Annual line testing |  | UST Currently In Use: 0; UST Temp Close: 4; AST Currently In Use: 0; AST Temp Closed: 0 | 0 | 4 | 5 | 24686-103-004500 | PAPA JACKS INC
41831 | Temporary Closed | 2017-09-19 | 1988-08-15 |  | Petroleum | Unleaded gasoline | Unleaded gasoline | Retail | Single Wall, Steel | Steel | Coated & cathodic protection (sti-P3), Field installed cathodic protection |  | Fiberglass reinforced plastic, Single Wall |  | 1901-01-01 |  | Catchment Basin, Single walled catchment basin | Flow Rest 90% Full | Flow Rest 90% Full |  |  | Continuous Automatic Tank Gauge |  | Automatic flow restrictor (MLLD) | Automatic flow restrictor (MLLD) |  |  | Annual line testing | Annual line testing |  | UST Currently In Use: 0; UST Temp Close: 5; AST Currently In Use: 0; AST Temp Closed: 0 | 0 | 5 | 3 | 24631-071-011017 | RAJ DEV PROPERTIES
41832 | Temporary Closed | 2016-03-24 | 1988-08-15 |  | Petroleum | Mid-grade gasoline | Mid-grade gasoline | Retail | Single Wall, Steel | Steel | Coated & cathodic protection (sti-P3), Field installed cathodic protection |  | Fiberglass reinforced plastic, Single Wall |  | 1901-01-01 |  | Catchment Basin, Single walled catchment basin | Flow Rest 90% Full | Flow Rest 90% Full |  |  | Continuous Automatic Tank Gauge |  | Automatic flow restrictor (MLLD) | Automatic flow restrictor (MLLD) |  |  | Annual line testing | Annual line testing |  | UST Currently In Use: 0; UST Temp Close: 5; AST Currently In Use: 0; AST Temp Closed: 0 | 0 | 5 | 3 | 24631-071-011017 | RAJ DEV PROPERTIES
41833 | Temporary Closed | 2017-09-19 | 1988-08-15 |  | Petroleum | Premium gasoline | Premium gasoline | Retail | Single Wall, Steel | Steel | Coated & cathodic protection (sti-P3), Field installed cathodic protection |  | Fiberglass reinforced plastic, Single Wall |  | 1901-01-01 |  | Catchment Basin, Single walled catchment basin | Flow Rest 90% Full | Flow Rest 90% Full |  |  | Continuous Automatic Tank Gauge |  | Automatic flow restrictor (MLLD) | Automatic flow restrictor (MLLD) |  |  | Annual line testing | Annual line testing |  | UST Currently In Use: 0; UST Temp Close: 5; AST Currently In Use: 0; AST Temp Closed: 0 | 0 | 5 | 3 | 24631-071-011017 | RAJ DEV PROPERTIES
41834 | Temporary Closed | 2017-09-19 | 1988-08-15 |  | Petroleum | On road diesel | On road diesel | Retail | Single Wall, Steel | Steel | Coated & cathodic protection (sti-P3), Field installed cathodic protection |  | Fiberglass reinforced plastic, Single Wall |  | 1901-01-01 |  | Catchment Basin, Single walled catchment basin | Flow Rest 90% Full | Flow Rest 90% Full |  |  | Continuous Automatic Tank Gauge |  | Automatic flow restrictor (MLLD) | Automatic flow restrictor (MLLD) |  |  | Annual line testing | Annual line testing |  | UST Currently In Use: 0; UST Temp Close: 5; AST Currently In Use: 0; AST Temp Closed: 0 | 0 | 5 | 3 | 24631-071-011017 | RAJ DEV PROPERTIES
41835 | Temporary Closed | 2016-03-24 | 1988-08-15 |  | Petroleum | Kerosene | Kerosene | Retail | Single Wall, Steel | Steel | Coated & cathodic protection (sti-P3) |  | Fiberglass reinforced plastic, Single Wall |  | 1901-01-01 |  | Catchment Basin, Single walled catchment basin | Flow Rest 90% Full | Flow Rest 90% Full |  |  | Continuous Automatic Tank Gauge | [8 empty] | UST Currently In Use: 0; UST Temp Close: 5; AST Currently In Use: 0; AST Temp Closed: 0 | 0 | 5 | 3 | 24631-071-011017 | RAJ DEV PROPERTIES
41836 | Currently in Use |  | 1991-01-15 |  | Petroleum | Unleaded gasoline | Unleaded gasoline | Local government | Fiberglass reinforced plastic, Single Wall | Single Wall |  |  | Fiberglass reinforced plastic, Single Wall |  | 1901-01-01 | None | Catchment Basin, Single walled catchment basin | Automatic shutoff device At 95% full | Automatic shutoff device At 95% full |  |  | Automatic Tank Gauge | [8 empty] | UST Currently In Use: 2; UST Temp Close: 0; AST Currently In Use: 0; AST Temp Closed: 0 | 2 | 0 | 1 | 10994-073-004181 | CITY OF BIRMINGHAM
41837 | Currently in Use |  | 1991-01-15 |  | Petroleum | On road diesel | On road diesel | Local government | Fiberglass reinforced plastic, Single Wall | Single Wall |  |  | Fiberglass reinforced plastic, Single Wall |  | 1901-01-01 | None | Catchment Basin, Single walled catchment basin | Automatic shutoff device At 95% full | Automatic shutoff device At 95% full |  |  | Automatic Tank Gauge | [8 empty] | UST Currently In Use: 2; UST Temp Close: 0; AST Currently In Use: 0; AST Temp Closed: 0 | 2 | 0 | 1 | 10994-073-004181 | CITY OF BIRMINGHAM
41838 | Permanently Closed | 2015-06-30 | 1990-11-24 | 2015-08-04 | Petroleum | Unleaded gasoline | Unleaded gasoline | Industrial | Fiberglass coated steel, Single Wall | Single Wall |  |  | Double Wall, Fiberglass reinforced plastic |  | 1901-01-01 |  | Catchment Basin, Single walled catchment basin | Flow Rest 90% Full | Flow Rest 90% Full |  |  | Continuous Automatic Tank Gauge |  | Automatic shutoff device (AELLD), Containment Sump | Containment Sump | [5 empty] | UST Currently In Use: 0; UST Temp Close: 0; AST Currently In Use: 0; AST Temp Closed: 0 | 0 | 0 | 2 | 11238-103-001402 | COOKS PEST CONTROL
41839 | Currently in Use |  | 1991-01-23 |  | Petroleum | E85 | E85 | Bulk facility, Retail | Steel | Steel | Coated & cathodic protection (sti-P3), Field installed cathodic protection |  | Fiberglass reinforced plastic, Steel, STL RISERS |  |  | Field installed cathodic protection, None, FLXS ISOLA | Catchment Basin, Single walled catchment basin | Automatic shutoff device At 95% full | Automatic shutoff device At 95% full |  |  | Continuous Automatic Tank Gauge |  | Automatic flow restrictor (MLLD), Automatic shutoff device (AELLD) | Automatic shutoff device (AELLD) |  |  | Annual line testing | Annual line testing |  | UST Currently In Use: 7; UST Temp Close: 0; AST Currently In Use: 0; AST Temp Closed: 0 | 7 | 0 | 1 | 10182-121-011235 | ALLEN OIL CO
41840 | Currently in Use |  | 1980-01-01 |  | Petroleum | Kerosene | Kerosene | Bulk facility, Retail | Steel | Steel | Coated & cathodic protection (sti-P3), Field installed cathodic protection |  | Fiberglass reinforced plastic, Steel, STL RISERS |  |  | Field installed cathodic protection, FLXS ISOLA | Catchment Basin, Single walled catchment basin | Automatic shutoff device At 95% full | Automatic shutoff device At 95% full | Interstitial Monitoring within Secondary Containment |  | Continuous Automatic Tank Gauge |  | Automatic flow restrictor (MLLD), Automatic shutoff device (AELLD) | Automatic shutoff device (AELLD) |  |  | Annual line testing | Annual line testing |  | UST Currently In Use: 7; UST Temp Close: 0; AST Currently In Use: 0; AST Temp Closed: 0 | 7 | 0 | 1 | 10182-121-011235 | ALLEN OIL CO
41841 | Permanently Closed | 2009-10-26 | 1988-11-06 | 2010-09-01 | Petroleum | Unleaded gasoline | Unleaded gasoline | Retail | Steel | Steel | Coated & cathodic protection (sti-P3) |  | Fiberglass reinforced plastic |  |  |  | Catchment Basin, Single walled catchment basin | Automatic shutoff device At 95% full | Automatic shutoff device At 95% full |  |  | Statistical Inventory Reconciliation (SIR) | [5 empty] | Statistical inventory reconciliation (SIR) | Statistical inventory reconciliation (SIR) |  | UST Currently In Use: 0; UST Temp Close: 0; AST Currently In Use: 0; AST Temp Closed: 0 | 0 | 0 | 5 | 11402-043-015425 | DEAN OIL CO INC
41842 | Permanently Closed | 2009-10-26 | 1988-11-06 | 2010-09-01 | Petroleum | Unleaded gasoline | Unleaded gasoline | Retail | Steel | Steel | Coated & cathodic protection (sti-P3) |  | Fiberglass reinforced plastic |  |  |  | Catchment Basin, Single walled catchment basin | Automatic shutoff device At 95% full | Automatic shutoff device At 95% full |  |  | Statistical Inventory Reconciliation (SIR) | [5 empty] | Statistical inventory reconciliation (SIR) | Statistical inventory reconciliation (SIR) |  | UST Currently In Use: 0; UST Temp Close: 0; AST Currently In Use: 0; AST Temp Closed: 0 | 0 | 0 | 5 | 11402-043-015425 | DEAN OIL CO INC
41843 | Permanently Closed | 2009-10-26 | 1988-11-06 | 2010-09-01 | Petroleum | Premium gasoline | Premium gasoline | Retail | Steel | Steel | Coated & cathodic protection (sti-P3) |  | Fiberglass reinforced plastic |  |  |  | Catchment Basin, Single walled catchment basin | Automatic shutoff device At 95% full | Automatic shutoff device At 95% full |  |  | Statistical Inventory Reconciliation (SIR) | [5 empty] | Statistical inventory reconciliation (SIR) | Statistical inventory reconciliation (SIR) |  | UST Currently In Use: 0; UST Temp Close: 0; AST Currently In Use: 0; AST Temp Closed: 0 | 0 | 0 | 5 | 11402-043-015425 | DEAN OIL CO INC
41844 | Permanently Closed | 2009-10-26 | 1988-11-06 | 2010-09-01 | Petroleum | On road diesel | On road diesel | Retail | Steel | Steel | Coated & cathodic protection (sti-P3) |  | Fiberglass reinforced plastic |  |  |  | Catchment Basin, Single walled catchment basin | Automatic shutoff device At 95% full | Automatic shutoff device At 95% full |  |  | Statistical Inventory Reconciliation (SIR) | [5 empty] | Statistical inventory reconciliation (SIR) | Statistical inventory reconciliation (SIR) |  | UST Currently In Use: 0; UST Temp Close: 0; AST Currently In Use: 0; AST Temp Closed: 0 | 0 | 0 | 5 | 11402-043-015425 | DEAN OIL CO INC
41845 | Permanently Closed | 1999-11-05 | 1988-11-06 | 1999-10-09 | Petroleum | Kerosene | Kerosene |  | Steel | Steel | Coated & cathodic protection (sti-P3) |  | Steel |  | 1901-01-01 | [12 empty] | Annual line testing | Annual line testing |  | UST Currently In Use: 0; UST Temp Close: 0; AST Currently In Use: 0; AST Temp Closed: 0 | 0 | 0 | 5 | 11402-043-015425 | DEAN OIL CO INC
41846 | Permanently Closed | 1998-12-21 | 1988-05-30 | 1999-05-25 | Petroleum | On road diesel | On road diesel | Retail | Steel | Steel |  | Painted or None | Steel |  | 1901-01-01 | None | [11 empty] | Annual line testing | Annual line testing |  | UST Currently In Use: 1; UST Temp Close: 0; AST Currently In Use: 0; AST Temp Closed: 0 | 1 | 0 | 6 | 17006-109-009828 | SACO SERVICES
41847 | Permanently Closed | 1998-12-21 | 1988-05-30 | 1999-05-25 | Petroleum | On road diesel | On road diesel | Retail | Steel | Steel |  | Painted or None | Steel |  | 1901-01-01 | None | [11 empty] | Annual line testing | Annual line testing |  | UST Currently In Use: 1; UST Temp Close: 0; AST Currently In Use: 0; AST Temp Closed: 0 | 1 | 0 | 6 | 17006-109-009828 | SACO SERVICES
41848 | Currently in Use |  | 1990-09-01 |  | Petroleum | Unleaded gasoline | Unleaded gasoline | Retail | Single Wall, Steel | Steel | Coated & cathodic protection (sti-P3) |  | Fiberglass reinforced plastic, Single Wall |  |  |  | Catchment Basin, Single walled catchment basin | Flow Rest 90% Full | Flow Rest 90% Full |  |  | Statistical Inventory Reconciliation (SIR) | [8 empty] | UST Currently In Use: 1; UST Temp Close: 0; AST Currently In Use: 0; AST Temp Closed: 0 | 1 | 0 | 6 | 17006-109-009828 | SACO SERVICES
41849 | Permanently Closed | 2006-10-01 | 1990-09-15 | 2006-11-06 | Petroleum | Unleaded gasoline | Unleaded gasoline | Retail | Steel | Steel | Coated & cathodic protection (sti-P3), Field installed cathodic protection |  | Fiberglass reinforced plastic |  | 1901-01-01 |  | Catchment Basin, Single walled catchment basin | Flow Rest 90% Full | Flow Rest 90% Full |  |  | Continuous Automatic Tank Gauge | [5 empty] | Annual line testing | Annual line testing |  | UST Currently In Use: 2; UST Temp Close: 0; AST Currently In Use: 0; AST Temp Closed: 0 | 2 | 0 | 3 | 24764-089-015388 | KS PROPERTIES - MADISON, LLC
41850 | Permanently Closed | 2006-10-01 | 1990-09-15 | 2006-11-06 | Petroleum | Mid-grade gasoline | Mid-grade gasoline | Retail | Steel | Steel | Coated & cathodic protection (sti-P3), Field installed cathodic protection |  | Fiberglass reinforced plastic |  | 1901-01-01 |  | Catchment Basin, Single walled catchment basin | Flow Rest 90% Full | Flow Rest 90% Full |  |  | Continuous Automatic Tank Gauge | [5 empty] | Annual line testing | Annual line testing |  | UST Currently In Use: 2; UST Temp Close: 0; AST Currently In Use: 0; AST Temp Closed: 0 | 2 | 0 | 3 | 24764-089-015388 | KS PROPERTIES - MADISON, LLC
41851 | Permanently Closed | 2006-10-01 | 1990-09-15 | 2006-11-06 | Petroleum | Premium gasoline | Premium gasoline | Retail | Steel | Steel | Coated & cathodic protection (sti-P3), Field installed cathodic protection |  | Fiberglass reinforced plastic |  | 1901-01-01 |  | Catchment Basin, Single walled catchment basin | Flow Rest 90% Full | Flow Rest 90% Full |  |  | Continuous Automatic Tank Gauge | [5 empty] | Annual line testing | Annual line testing |  | UST Currently In Use: 2; UST Temp Close: 0; AST Currently In Use: 0; AST Temp Closed: 0 | 2 | 0 | 3 | 24764-089-015388 | KS PROPERTIES - MADISON, LLC
41852 | Currently in Use |  | 1990-09-01 |  | Petroleum | Unleaded gasoline | Unleaded gasoline | Local government | Fiberglass reinforced plastic, Single Wall | Single Wall |  |  | Fiberglass reinforced plastic, Single Wall |  | 1901-01-01 |  | Catchment Basin, Single walled catchment basin | Automatic shutoff device At 95% full, Flow Rest 90% Full | Flow Rest 90% Full |  |  | Continuous Automatic Tank Gauge | [8 empty] | UST Currently In Use: 1; UST Temp Close: 0; AST Currently In Use: 0; AST Temp Closed: 0 | 1 | 0 | 0 | 17309-095-015389 | MARSHALL COUNTY COMMISSION
41853 | Currently in Use |  | 1991-03-15 |  | Petroleum | Unleaded gasoline | Unleaded gasoline | Retail | Single Wall, Steel | Steel | Coated & cathodic protection (sti-P3) |  | Double Wall, Fiberglass reinforced plastic |  |  |  | Catchment Basin, Single walled catchment basin | Flow Rest 90% Full | Flow Rest 90% Full |  |  | Continuous Automatic Tank Gauge |  | Automatic flow restrictor (MLLD) | Automatic flow restrictor (MLLD) |  |  | Annual line testing | Annual line testing |  | UST Currently In Use: 3; UST Temp Close: 0; AST Currently In Use: 1; AST Temp Closed: 0 | 3 | 0 | 2 | 25298-095-001363 | DAVID R MCCULLARS
41854 | Currently in Use |  | 1991-03-15 |  | Petroleum | Premium gasoline | Premium gasoline | Retail | Single Wall, Steel | Steel | Coated & cathodic protection (sti-P3) |  | Double Wall, Fiberglass reinforced plastic |  |  |  | Catchment Basin, Single walled catchment basin | Flow Rest 90% Full | Flow Rest 90% Full |  |  | Continuous Automatic Tank Gauge |  | Automatic flow restrictor (MLLD) | Automatic flow restrictor (MLLD) |  |  | Annual line testing | Annual line testing |  | UST Currently In Use: 3; UST Temp Close: 0; AST Currently In Use: 1; AST Temp Closed: 0 | 3 | 0 | 2 | 25298-095-001363 | DAVID R MCCULLARS
41855 | Currently in Use |  | 1991-03-15 |  | Petroleum | On road diesel | On road diesel | Retail | Single Wall, Steel | Steel | Coated & cathodic protection (sti-P3) |  | Double Wall, Fiberglass reinforced plastic |  |  |  | Catchment Basin, Single walled catchment basin | Flow Rest 90% Full | Flow Rest 90% Full |  |  | Continuous Automatic Tank Gauge |  | Automatic flow restrictor (MLLD) | Automatic flow restrictor (MLLD) |  |  | Annual line testing | Annual line testing |  | UST Currently In Use: 3; UST Temp Close: 0; AST Currently In Use: 1; AST Temp Closed: 0 | 3 | 0 | 2 | 25298-095-001363 | DAVID R MCCULLARS
41856 | Temporary Closed | 2007-04-03 | 1991-03-18 |  | Petroleum | Unleaded gasoline | Unleaded gasoline | Retail | Single Wall, Steel | Steel | Coated & cathodic protection (sti-P3) |  | Fiberglass reinforced plastic, Single Wall |  | 1901-01-01 |  | Catchment Basin, Single walled catchment basin | Flow Rest 90% Full | Flow Rest 90% Full |  |  | Statistical Inventory Reconciliation (SIR) | [8 empty] | UST Currently In Use: 0; UST Temp Close: 3; AST Currently In Use: 0; AST Temp Closed: 0 | 0 | 3 | 4 | 25926-059-012365 | LINDA F SEAY
41857 | Temporary Closed | 2007-04-03 | 1991-03-18 |  | Petroleum | Mid-grade gasoline | Mid-grade gasoline | Retail | Single Wall, Steel | Steel | Coated & cathodic protection (sti-P3) |  | Fiberglass reinforced plastic, Single Wall |  | 1901-01-01 |  | Catchment Basin, Single walled catchment basin | Flow Rest 90% Full | Flow Rest 90% Full |  |  | Statistical Inventory Reconciliation (SIR) | [8 empty] | UST Currently In Use: 0; UST Temp Close: 3; AST Currently In Use: 0; AST Temp Closed: 0 | 0 | 3 | 4 | 25926-059-012365 | LINDA F SEAY
41858 | Temporary Closed | 2007-04-03 | 1991-03-18 |  | Petroleum | Premium gasoline | Premium gasoline | Retail | Single Wall, Steel | Steel | Coated & cathodic protection (sti-P3) |  | Fiberglass reinforced plastic, Single Wall |  | 1901-01-01 |  | Catchment Basin, Single walled catchment basin | Flow Rest 90% Full | Flow Rest 90% Full |  |  | Statistical Inventory Reconciliation (SIR) | [8 empty] | UST Currently In Use: 0; UST Temp Close: 3; AST Currently In Use: 0; AST Temp Closed: 0 | 0 | 3 | 4 | 25926-059-012365 | LINDA F SEAY
41859 | Permanently Closed | 1999-12-22 | 1980-01-01 | 1999-12-22 | Petroleum | Used oil | Used oil | [7 empty] | 1901-01-01 |  | Other, EXEMPT | Other, EXEMPT | Other | [11 empty] | UST Currently In Use: 0; UST Temp Close: 0; AST Currently In Use: 0; AST Temp Closed: 0 | 0 | 0 | 7 | 13843-087-004460 | PERRY OIL CO
41860 | Permanently Closed | 1993-05-01 | 1985-06-01 | 1996-05-01 | Petroleum | On road diesel | On road diesel | State/federal government | Fiberglass reinforced plastic | Fiberglass reinforced plastic |  |  |  |  | 1901-01-01 | [15 empty] | UST Currently In Use: 3; UST Temp Close: 0; AST Currently In Use: 18; AST Temp Closed: 0 | 3 | 0 | 29 | 15057-089-002590 | US ARMY GARRISON - REDSTONE
41861 | Permanently Closed | 1998-12-22 | 1976-01-01 | 1999-12-23 | Petroleum | Unleaded gasoline | Unleaded gasoline | Retail | Steel | Steel |  |  | Steel |  | 1901-01-01 |  | Catchment Basin, Single walled catchment basin | Automatic shutoff device At 95% full | Automatic shutoff device At 95% full | [11 empty] | UST Currently In Use: 0; UST Temp Close: 0; AST Currently In Use: 0; AST Temp Closed: 0 | 0 | 0 | 3 | 17912-073-015426 | MODI INTERNATIONAL
41862 | Permanently Closed | 1998-12-22 | 1976-01-01 | 1999-12-23 | Petroleum | Mid-grade gasoline | Mid-grade gasoline | Retail | Steel | Steel |  |  | Steel |  | 1901-01-01 |  | Catchment Basin, Single walled catchment basin | Automatic shutoff device At 95% full | Automatic shutoff device At 95% full | [11 empty] | UST Currently In Use: 0; UST Temp Close: 0; AST Currently In Use: 0; AST Temp Closed: 0 | 0 | 0 | 3 | 17912-073-015426 | MODI INTERNATIONAL
41863 | Permanently Closed | 1998-12-22 | 1976-01-01 | 1999-12-23 | Petroleum | Premium gasoline | Premium gasoline | Retail | Steel | Steel |  |  | Steel |  | 1901-01-01 | [15 empty] | UST Currently In Use: 0; UST Temp Close: 0; AST Currently In Use: 0; AST Temp Closed: 0 | 0 | 0 | 3 | 17912-073-015426 | MODI INTERNATIONAL
41864 | Permanently Closed | 1997-08-06 | 1991-02-14 | 1997-08-06 | Petroleum | Unleaded gasoline | Unleaded gasoline | Bulk facility | Fiberglass coated steel | Fiberglass coated steel |  |  | Fiberglass reinforced plastic |  | 1901-01-01 | None | Catchment Basin, Single walled catchment basin | Flow Rest 90% Full | Flow Rest 90% Full | [8 empty] | Annual line testing | Annual line testing |  | UST Currently In Use: 0; UST Temp Close: 0; AST Currently In Use: 0; AST Temp Closed: 0 | 0 | 0 | 2 | 12493-089-006674 | HUNTSVILLE MADISON COUNTY AIRPORT
41865 | Permanently Closed | 1997-08-06 | 1991-02-14 | 1997-08-06 | Petroleum | On road diesel | On road diesel | Bulk facility | Fiberglass coated steel | Fiberglass coated steel |  |  | Fiberglass reinforced plastic |  | 1901-01-01 | None | Catchment Basin, Single walled catchment basin | Flow Rest 90% Full | Flow Rest 90% Full | [8 empty] | Annual line testing | Annual line testing |  | UST Currently In Use: 0; UST Temp Close: 0; AST Currently In Use: 0; AST Temp Closed: 0 | 0 | 0 | 2 | 12493-089-006674 | HUNTSVILLE MADISON COUNTY AIRPORT
41866 | Permanently Closed | 2009-08-12 | 1991-02-18 | 2009-08-12 | Petroleum | On road diesel | On road diesel | Retail | Steel | Steel | Coated & cathodic protection (sti-P3), Field installed cathodic protection |  | Fiberglass reinforced plastic |  |  |  | Catchment Basin, Single walled catchment basin | Flow Rest 90% Full | Flow Rest 90% Full |  |  | Statistical Inventory Reconciliation (SIR) | [8 empty] | UST Currently In Use: 0; UST Temp Close: 0; AST Currently In Use: 0; AST Temp Closed: 0 | 0 | 0 | 7 | 12457-043-004196 | EIDSON PETROLEUM, INC.
41867 | Permanently Closed | 2009-08-12 | 1991-02-18 | 2009-08-12 | Petroleum | Kerosene | Kerosene | Retail | Steel | Steel | Coated & cathodic protection (sti-P3), Field installed cathodic protection |  | Fiberglass reinforced plastic |  |  |  | Catchment Basin, Single walled catchment basin | Flow Rest 90% Full | Flow Rest 90% Full |  |  | Statistical Inventory Reconciliation (SIR) | [8 empty] | UST Currently In Use: 0; UST Temp Close: 0; AST Currently In Use: 0; AST Temp Closed: 0 | 0 | 0 | 7 | 12457-043-004196 | EIDSON PETROLEUM, INC.
41868 | Permanently Closed | 2009-04-01 | 1991-02-18 | 2020-10-20 | Petroleum | Unleaded gasoline | Unleaded gasoline | Retail | Single Wall, Steel | Steel | Coated & cathodic protection (sti-P3) |  | Fiberglass reinforced plastic, Single Wall |  |  |  | Catchment Basin, Single walled catchment basin | Automatic shutoff device At 95% full | Automatic shutoff device At 95% full |  |  | Statistical Inventory Reconciliation (SIR) | [8 empty] | UST Currently In Use: 0; UST Temp Close: 0; AST Currently In Use: 0; AST Temp Closed: 0 | 0 | 0 | 7 | 12457-043-004196 | EIDSON PETROLEUM, INC.
41869 | Permanently Closed | 2009-04-01 | 1991-02-18 | 2020-10-20 | Petroleum | Premium gasoline | Premium gasoline | Retail | Single Wall, Steel | Steel | Coated & cathodic protection (sti-P3) |  | Fiberglass reinforced plastic, Single Wall |  |  |  | Catchment Basin, Single walled catchment basin | Automatic shutoff device At 95% full | Automatic shutoff device At 95% full |  |  | Statistical Inventory Reconciliation (SIR) | [8 empty] | UST Currently In Use: 0; UST Temp Close: 0; AST Currently In Use: 0; AST Temp Closed: 0 | 0 | 0 | 7 | 12457-043-004196 | EIDSON PETROLEUM, INC.
41871 | Permanently Closed | 1993-07-19 | 1985-01-01 | 1993-07-19 | Petroleum | Unleaded gasoline | Unleaded gasoline | State/federal government | Steel | Steel |  | Painted or None | Steel |  | 1901-01-01 | [15 empty] | UST Currently In Use: 0; UST Temp Close: 0; AST Currently In Use: 2; AST Temp Closed: 0 | 0 | 0 | 4 | 17362-117-015427 | UNIVERSITY OF MONTEVALLO
41872 | Permanently Closed | 1993-07-19 | 1985-01-01 | 1993-07-19 | Petroleum | Unleaded gasoline | Unleaded gasoline | State/federal government | Steel | Steel |  | Painted or None | Steel |  | 1901-01-01 | [15 empty] | UST Currently In Use: 0; UST Temp Close: 0; AST Currently In Use: 2; AST Temp Closed: 0 | 0 | 0 | 4 | 17362-117-015427 | UNIVERSITY OF MONTEVALLO
41873 | Permanently Closed | 1993-07-19 | 1985-01-01 | 1993-07-19 | Petroleum | On road diesel | On road diesel | State/federal government | Steel | Steel |  | Painted or None | Steel |  | 1901-01-01 | [15 empty] | UST Currently In Use: 0; UST Temp Close: 0; AST Currently In Use: 2; AST Temp Closed: 0 | 0 | 0 | 4 | 17362-117-015427 | UNIVERSITY OF MONTEVALLO
41875 | Permanently Closed | 1993-07-19 | 1985-01-01 | 1993-07-19 | Petroleum | Used oil | Used oil | State/federal government | Steel | Steel |  | Painted or None | Steel |  | 1901-01-01 | [15 empty] | UST Currently In Use: 0; UST Temp Close: 0; AST Currently In Use: 2; AST Temp Closed: 0 | 0 | 0 | 4 | 17362-117-015427 | UNIVERSITY OF MONTEVALLO
41876 | Permanently Closed | 2003-05-14 | 1991-03-21 | 2017-07-10 | Petroleum | On road diesel | On road diesel | Retail | Single Wall, Steel | Steel | Coated & cathodic protection (sti-P3) |  | Fiberglass reinforced plastic, Single Wall |  |  |  | Catchment Basin, Single walled catchment basin | Flow Rest 90% Full | Flow Rest 90% Full |  |  | Automatic Tank Gauge |  |  |  | Interstitial Monitoring within Secondary Containment | INTERSTITIAL BARRIER | Other, LINER | Other |  | UST Currently In Use: 0; UST Temp Close: 0; AST Currently In Use: 0; AST Temp Closed: 0 | 0 | 0 | 8 | 15284-103-011894 | WALTON MCCURRY
41877 | Permanently Closed | 2003-05-14 | 1991-03-21 | 2017-07-10 | Petroleum | Unleaded gasoline | Unleaded gasoline | Retail | Single Wall, Steel | Steel | Coated & cathodic protection (sti-P3) |  | Fiberglass reinforced plastic, Single Wall |  |  |  | Catchment Basin, Single walled catchment basin | Flow Rest 90% Full | Flow Rest 90% Full |  |  | Automatic Tank Gauge |  |  |  | Interstitial Monitoring within Secondary Containment | INTERSTITIAL BARRIER | Other, LINER | Other |  | UST Currently In Use: 0; UST Temp Close: 0; AST Currently In Use: 0; AST Temp Closed: 0 | 0 | 0 | 8 | 15284-103-011894 | WALTON MCCURRY
41878 | Permanently Closed | 2003-05-14 | 1991-03-21 | 2017-07-10 | Petroleum | Mid-grade gasoline | Mid-grade gasoline | Retail | Single Wall, Steel | Steel | Coated & cathodic protection (sti-P3) |  | Fiberglass reinforced plastic, Single Wall |  |  |  | Catchment Basin, Single walled catchment basin | Flow Rest 90% Full | Flow Rest 90% Full |  |  | Automatic Tank Gauge |  |  |  | Interstitial Monitoring within Secondary Containment | INTERSTITIAL BARRIER | Other, LINER | Other |  | UST Currently In Use: 0; UST Temp Close: 0; AST Currently In Use: 0; AST Temp Closed: 0 | 0 | 0 | 8 | 15284-103-011894 | WALTON MCCURRY
41879 | Permanently Closed | 2003-05-14 | 1991-03-21 | 2017-07-10 | Petroleum | Premium gasoline | Premium gasoline | Retail | Single Wall, Steel | Steel | Coated & cathodic protection (sti-P3) |  | Fiberglass reinforced plastic, Single Wall |  |  |  | Catchment Basin, Single walled catchment basin | Flow Rest 90% Full | Flow Rest 90% Full |  |  | Automatic Tank Gauge |  |  |  | Interstitial Monitoring within Secondary Containment | INTERSTITIAL BARRIER | Other, LINER | Other |  | UST Currently In Use: 0; UST Temp Close: 0; AST Currently In Use: 0; AST Temp Closed: 0 | 0 | 0 | 8 | 15284-103-011894 | WALTON MCCURRY
41880 | Permanently Closed | 1991-09-30 | 1981-01-01 | 1991-09-30 | Petroleum | Unleaded gasoline | Unleaded gasoline |  | Steel | Steel |  |  | Steel |  | 1901-01-01 | [15 empty] | UST Currently In Use: 0; UST Temp Close: 0; AST Currently In Use: 0; AST Temp Closed: 0 | 0 | 0 | 3 | 17364-007-015432 | KERSEY CASH
41881 | Permanently Closed | 1991-09-30 | 1981-01-01 | 1991-09-30 | Petroleum | Unleaded gasoline | Unleaded gasoline |  | Steel | Steel |  |  | Steel |  | 1901-01-01 | [15 empty] | UST Currently In Use: 0; UST Temp Close: 0; AST Currently In Use: 0; AST Temp Closed: 0 | 0 | 0 | 3 | 17364-007-015432 | KERSEY CASH
41882 | Permanently Closed | 1991-09-30 | 1981-01-01 | 1991-09-30 | Petroleum | Unleaded gasoline | Unleaded gasoline |  | Steel | Steel |  |  | Steel |  | 1901-01-01 | [15 empty] | UST Currently In Use: 0; UST Temp Close: 0; AST Currently In Use: 0; AST Temp Closed: 0 | 0 | 0 | 3 | 17364-007-015432 | KERSEY CASH
41883 | Permanently Closed | 1996-07-16 | 1986-01-01 | 1996-07-16 | Petroleum | Unleaded gasoline | Unleaded gasoline |  | Steel | Steel |  | Painted or None | Steel |  | 1901-01-01 | [15 empty] | UST Currently In Use: 2; UST Temp Close: 0; AST Currently In Use: 0; AST Temp Closed: 0 | 2 | 0 | 2 | 24099-073-015433 | ABDUL KHAN
41885 | Permanently Closed | 1996-07-16 | 1986-01-01 | 1996-07-16 | Petroleum | Unleaded gasoline | Unleaded gasoline |  | Steel | Steel |  | Painted or None | Steel |  | 1901-01-01 | [15 empty] | UST Currently In Use: 2; UST Temp Close: 0; AST Currently In Use: 0; AST Temp Closed: 0 | 2 | 0 | 2 | 24099-073-015433 | ABDUL KHAN
41886 | Currently in Use |  | 1986-01-01 |  | Petroleum | Unleaded gasoline | Unleaded gasoline | Retail | Single Wall, Steel | Steel | Coated & cathodic protection (sti-P3) |  | Double Wall, Fiberglass reinforced plastic, 2-PIECES |  | 2006-08-20 | Other, FLXS ISOLA | Catchment Basin, Single walled catchment basin | Flow Rest 90% Full | Flow Rest 90% Full |  |  | Continuous Automatic Tank Gauge |  | Automatic flow restrictor (MLLD) | Automatic flow restrictor (MLLD) |  |  | Annual line testing | Annual line testing |  | UST Currently In Use: 2; UST Temp Close: 0; AST Currently In Use: 0; AST Temp Closed: 0 | 2 | 0 | 2 | 24099-073-015433 | ABDUL KHAN
41887 | Permanently Closed | 1997-07-01 | 1983-01-01 | 1997-07-15 | Petroleum | Unleaded gasoline | Unleaded gasoline | Retail | Steel | Steel |  |  | Steel |  | 1901-01-01 | [12 empty] | Annual line testing | Annual line testing |  | UST Currently In Use: 3; UST Temp Close: 0; AST Currently In Use: 0; AST Temp Closed: 0 | 3 | 0 | 5 | 17363-073-015428 | DON HODGENS
41888 | Permanently Closed | 1997-07-01 | 1983-01-01 | 1997-07-15 | Petroleum | Unleaded gasoline | Unleaded gasoline | Retail | Steel | Steel |  |  | Steel |  | 1901-01-01 | [12 empty] | Annual line testing | Annual line testing |  | UST Currently In Use: 3; UST Temp Close: 0; AST Currently In Use: 0; AST Temp Closed: 0 | 3 | 0 | 5 | 17363-073-015428 | DON HODGENS
41889 | Permanently Closed | 1997-07-01 | 1983-01-01 | 1997-07-15 | Petroleum | Unleaded gasoline | Unleaded gasoline | Retail | Steel | Steel |  |  | Steel |  | 1901-01-01 | [12 empty] | Annual line testing | Annual line testing |  | UST Currently In Use: 3; UST Temp Close: 0; AST Currently In Use: 0; AST Temp Closed: 0 | 3 | 0 | 5 | 17363-073-015428 | DON HODGENS
41890 | Permanently Closed | 1997-07-01 | 1983-01-01 | 1997-07-15 | Petroleum | Unleaded gasoline | Unleaded gasoline | Retail | Steel | Steel |  |  | Steel |  | 1901-01-01 | [12 empty] | Annual line testing | Annual line testing |  | UST Currently In Use: 3; UST Temp Close: 0; AST Currently In Use: 0; AST Temp Closed: 0 | 3 | 0 | 5 | 17363-073-015428 | DON HODGENS
41891 | Permanently Closed | 1997-07-01 | 1983-01-01 | 1997-07-15 | Petroleum | On road diesel | On road diesel | Retail | Steel | Steel |  |  | Steel |  | 1901-01-01 | [12 empty] | Annual line testing | Annual line testing |  | UST Currently In Use: 3; UST Temp Close: 0; AST Currently In Use: 0; AST Temp Closed: 0 | 3 | 0 | 5 | 17363-073-015428 | DON HODGENS
41892 | Currently in Use |  | 1986-01-01 |  | Petroleum | Unleaded gasoline | Unleaded gasoline | Retail | Single Wall, Steel, 8K/8K | Steel | Coated & cathodic protection (sti-P3) |  | Double Wall, Flexible, PISCES | OPW |  |  | Catchment Basin, Single walled catchment basin | Automatic shutoff device At 95% full | Automatic shutoff device At 95% full |  |  | Continuous Automatic Tank Gauge |  | Automatic flow restrictor (MLLD) | Automatic flow restrictor (MLLD) |  |  | Annual line testing | Annual line testing |  | UST Currently In Use: 2; UST Temp Close: 0; AST Currently In Use: 0; AST Temp Closed: 0 | 2 | 0 | 0 | 17363-073-015429 | DON HODGENS
41894 | Currently in Use |  | 1986-01-01 |  | Petroleum | Premium gasoline | Premium gasoline | Retail | Single Wall, Steel | Steel | Coated & cathodic protection (sti-P3) |  | Double Wall, Flexible, PISCES | OPW |  |  | Catchment Basin, Single walled catchment basin | Automatic shutoff device At 95% full | Automatic shutoff device At 95% full |  |  | Continuous Automatic Tank Gauge |  | Automatic flow restrictor (MLLD) | Automatic flow restrictor (MLLD) |  |  | Annual line testing | Annual line testing |  | UST Currently In Use: 2; UST Temp Close: 0; AST Currently In Use: 0; AST Temp Closed: 0 | 2 | 0 | 0 | 17363-073-015429 | DON HODGENS
41896 | Temporary Closed | 2023-01-01 | 1980-01-01 |  | Petroleum | Premium gasoline | Premium gasoline | Retail | Single Wall, Steel | Steel | Field installed cathodic protection |  | Double Wall, Flexible | OPW |  |  | Catchment Basin, Single walled catchment basin | Flow Rest 90% Full | Flow Rest 90% Full |  |  | Continuous Automatic Tank Gauge |  | Automatic flow restrictor (MLLD) | Automatic flow restrictor (MLLD) |  |  | Annual line testing | Annual line testing |  | UST Currently In Use: 1; UST Temp Close: 1; AST Currently In Use: 0; AST Temp Closed: 0 | 1 | 1 | 0 | 17363-073-015430 | DON HODGENS
41897 | Currently in Use |  | 1980-01-01 |  | Petroleum | Unleaded gasoline | Unleaded gasoline | Retail | Single Wall, Steel, 4K/6K | Steel | Field installed cathodic protection |  | Double Wall, Flexible | OPW |  |  | Catchment Basin, Single walled catchment basin | Flow Rest 90% Full | Flow Rest 90% Full |  |  | Continuous Automatic Tank Gauge |  | Automatic flow restrictor (MLLD) | Automatic flow restrictor (MLLD) |  |  | Annual line testing | Annual line testing |  | UST Currently In Use: 1; UST Temp Close: 1; AST Currently In Use: 0; AST Temp Closed: 0 | 1 | 1 | 0 | 17363-073-015430 | DON HODGENS
41898 | Temporary Closed | 1998-12-22 | 1978-01-01 |  | Petroleum | Unleaded gasoline | Unleaded gasoline | Retail | Steel | Steel |  | Painted or None | Fiberglass reinforced plastic |  | 1901-01-01 | [15 empty] | UST Currently In Use: 0; UST Temp Close: 3; AST Currently In Use: 0; AST Temp Closed: 0 | 0 | 3 | 0 | 17363-073-015431 | DON HODGENS
41899 | Temporary Closed | 1998-12-22 | 1978-01-01 |  | Petroleum | Unleaded gasoline | Unleaded gasoline | Retail | Steel | Steel |  | Painted or None | Fiberglass reinforced plastic |  | 1901-01-01 | [15 empty] | UST Currently In Use: 0; UST Temp Close: 3; AST Currently In Use: 0; AST Temp Closed: 0 | 0 | 3 | 0 | 17363-073-015431 | DON HODGENS
41900 | Temporary Closed | 1995-01-01 | 1981-01-01 |  | Petroleum | Kerosene | Kerosene | Retail | Steel | Steel |  | Painted or None | Steel |  | 1901-01-01 | [15 empty] | UST Currently In Use: 0; UST Temp Close: 3; AST Currently In Use: 0; AST Temp Closed: 0 | 0 | 3 | 0 | 17363-073-015431 | DON HODGENS
41901 | Currently in Use |  | 1991-02-21 |  | Petroleum | Unleaded gasoline | Unleaded gasoline | Retail | Fiberglass reinforced plastic | Fiberglass reinforced plastic |  |  | Fiberglass reinforced plastic |  | 1901-01-01 |  | Catchment Basin, Single walled catchment basin | Automatic shutoff device At 95% full, Flow Rest 90% Full | Flow Rest 90% Full |  |  | Continuous Automatic Tank Gauge | [8 empty] | UST Currently In Use: 3; UST Temp Close: 0; AST Currently In Use: 0; AST Temp Closed: 0 | 3 | 0 | 0 | 23857-083-015391 | ZTOS, INC
41902 | Currently in Use |  | 1991-02-21 |  | Petroleum | Unleaded gasoline | Unleaded gasoline | Retail | Fiberglass reinforced plastic | Fiberglass reinforced plastic |  |  | Fiberglass reinforced plastic |  | 1901-01-01 |  | Catchment Basin, Single walled catchment basin | Automatic shutoff device At 95% full, Flow Rest 90% Full | Flow Rest 90% Full |  |  | Continuous Automatic Tank Gauge | [8 empty] | UST Currently In Use: 3; UST Temp Close: 0; AST Currently In Use: 0; AST Temp Closed: 0 | 3 | 0 | 0 | 23857-083-015391 | ZTOS, INC
41903 | Currently in Use |  | 1991-02-21 |  | Petroleum | On road diesel | On road diesel | Retail | Fiberglass reinforced plastic | Fiberglass reinforced plastic |  |  | Fiberglass reinforced plastic |  | 1901-01-01 |  | Catchment Basin, Single walled catchment basin | Automatic shutoff device At 95% full, Flow Rest 90% Full | Flow Rest 90% Full |  |  | Continuous Automatic Tank Gauge | [8 empty] | UST Currently In Use: 3; UST Temp Close: 0; AST Currently In Use: 0; AST Temp Closed: 0 | 3 | 0 | 0 | 23857-083-015391 | ZTOS, INC
41904 | Temporary Closed | 2007-10-30 | 1991-03-15 |  | Petroleum | On road diesel | On road diesel | Retail | Single Wall, Steel | Steel | Coated & cathodic protection (sti-P3) |  | Fiberglass reinforced plastic, Single Wall |  |  |  | Catchment Basin, Single walled catchment basin | Flow Rest 90% Full | Flow Rest 90% Full |  |  | Statistical Inventory Reconciliation (SIR) | [8 empty] | UST Currently In Use: 0; UST Temp Close: 2; AST Currently In Use: 0; AST Temp Closed: 0 | 0 | 2 | 4 | 26030-059-000488 | MADE IN USA PROPERTIES LLC
41905 | Permanently Closed | 2010-11-06 | 1990-05-18 | 2012-10-03 | Petroleum | Aviation fuel (JP-4; etc.) | Aviation fuel (JP-4; etc.) | Industrial | Double Wall, Steel, DBL WALL | Steel | Coated & cathodic protection (sti-P3) |  | Other, ABOVEGRND |  |  |  | Catchment Basin, Single walled catchment basin | Audible high level alarm At 90% full | Audible high level alarm At 90% full | Interstitial Monitoring within Secondary Containment | MANUAL/VISUAL CHECK |  |  | Other, ABOVEGRND | Other |  |  | Other, ABOVEGRND | Other |  | UST Currently In Use: 5; UST Temp Close: 0; AST Currently In Use: 8; AST Temp Closed: 0 | 5 | 0 | 34 | 14817-097-011471 | CONTINENTAL MOTORS, INC.
41906 | Permanently Closed | 2010-11-06 | 1990-05-18 | 2012-10-03 | Petroleum | Aviation fuel (JP-4; etc.) | Aviation fuel (JP-4; etc.) | Industrial | Double Wall, Steel, DBL WALL | Steel | Coated & cathodic protection (sti-P3) |  | Other, ABOVEGRND |  |  |  | Catchment Basin, Single walled catchment basin | Audible high level alarm At 90% full | Audible high level alarm At 90% full | Interstitial Monitoring within Secondary Containment | MANUAL/VISUAL CHECK |  |  | Other, ABOVEGRND | Other |  |  | Other, ABOVEGRND | Other |  | UST Currently In Use: 5; UST Temp Close: 0; AST Currently In Use: 8; AST Temp Closed: 0 | 5 | 0 | 34 | 14817-097-011471 | CONTINENTAL MOTORS, INC.
41907 | Permanently Closed | 2014-10-13 | 1990-05-18 | 2014-10-13 | Petroleum | Other, SOLVENT | Other | Industrial | Double Wall, Steel, DBL WALL | Steel | Coated & cathodic protection (sti-P3) |  | Other, ABOVEGRND |  |  |  | Catchment Basin, Single walled catchment basin | Audible high level alarm At 90% full | Audible high level alarm At 90% full | Interstitial Monitoring within Secondary Containment | MANUAL/VISUAL CHECK |  |  | Other, ABOVEGRND | Other |  |  | Other, ABOVEGRND | Other |  | UST Currently In Use: 5; UST Temp Close: 0; AST Currently In Use: 8; AST Temp Closed: 0 | 5 | 0 | 34 | 14817-097-011471 | CONTINENTAL MOTORS, INC.
41908 | Currently in Use |  | 1991-02-17 |  | Petroleum | Used oil | Used oil | Industrial | Double Wall, Steel, DBL WALL | Steel | Coated & cathodic protection (sti-P3) |  | Other, NONE |  |  |  | Catchment Basin, EXEMPT | Audible high level alarm At 90% full, EXEMPT | Audible high level alarm At 90% full | Interstitial Monitoring within Secondary Containment | MANUAL/VISUAL CHECK | [9 empty] | UST Currently In Use: 5; UST Temp Close: 0; AST Currently In Use: 8; AST Temp Closed: 0 | 5 | 0 | 34 | 14817-097-011471 | CONTINENTAL MOTORS, INC.
41909 | Permanently Closed | 2002-06-05 | 1991-02-27 | 2002-06-05 | Petroleum | Unleaded gasoline | Unleaded gasoline | State/federal government | Fiberglass reinforced plastic | Fiberglass reinforced plastic |  |  | Fiberglass reinforced plastic |  | 1901-01-01 |  | Catchment Basin, Single walled catchment basin | Audible high level alarm At 90% full, Flow Rest 90% Full | Flow Rest 90% Full |  |  | Automatic Tank Gauge |  |  |  | Interstitial Monitoring within Secondary Containment |  | Continuous alarm system | Continuous alarm system |  | UST Currently In Use: 0; UST Temp Close: 0; AST Currently In Use: 0; AST Temp Closed: 0 | 0 | 0 | 2 | 14591-097-006988 | STATE OF ALA DEPT OF PUBLIC SAFETY
41910 | Currently in Use |  | 1990-11-10 |  | Petroleum | Unleaded gasoline | Unleaded gasoline | Retail | Single Wall, Steel | Steel | Coated & cathodic protection (sti-P3) |  | Fiberglass reinforced plastic, Single Wall |  |  |  | Catchment Basin, Single walled catchment basin | Automatic shutoff device At 95% full, Flow Rest 90% Full | Flow Rest 90% Full |  |  | Automatic Tank Gauge | [8 empty] | UST Currently In Use: 4; UST Temp Close: 0; AST Currently In Use: 0; AST Temp Closed: 0 | 4 | 0 | 0 | 24304-095-015392 | WATERFRONT BAY GROCERY & TACKLE LLC
41911 | Currently in Use |  | 1990-11-10 |  | Petroleum | Unleaded gasoline | Unleaded gasoline | Retail | Single Wall, Steel | Steel | Coated & cathodic protection (sti-P3) |  | Fiberglass reinforced plastic, Single Wall |  |  |  | Catchment Basin, Single walled catchment basin | Automatic shutoff device At 95% full, Flow Rest 90% Full | Flow Rest 90% Full |  |  | Automatic Tank Gauge | [8 empty] | UST Currently In Use: 4; UST Temp Close: 0; AST Currently In Use: 0; AST Temp Closed: 0 | 4 | 0 | 0 | 24304-095-015392 | WATERFRONT BAY GROCERY & TACKLE LLC
41912 | Currently in Use |  | 1990-11-10 |  | Petroleum | Premium gasoline | Premium gasoline | Retail | Single Wall, Steel | Steel | Coated & cathodic protection (sti-P3) |  | Fiberglass reinforced plastic, Single Wall |  |  |  | Catchment Basin, Single walled catchment basin | Automatic shutoff device At 95% full, Flow Rest 90% Full | Flow Rest 90% Full |  |  | Automatic Tank Gauge | [8 empty] | UST Currently In Use: 4; UST Temp Close: 0; AST Currently In Use: 0; AST Temp Closed: 0 | 4 | 0 | 0 | 24304-095-015392 | WATERFRONT BAY GROCERY & TACKLE LLC
41913 | Currently in Use |  | 1990-11-10 |  | Petroleum | Other, MARINE | Other | Retail | Single Wall, Steel | Steel | Coated & cathodic protection (sti-P3) |  | Fiberglass reinforced plastic, Single Wall |  |  |  | Catchment Basin, Single walled catchment basin | Automatic shutoff device At 95% full, Flow Rest 90% Full | Flow Rest 90% Full |  |  | Automatic Tank Gauge | [8 empty] | UST Currently In Use: 4; UST Temp Close: 0; AST Currently In Use: 0; AST Temp Closed: 0 | 4 | 0 | 0 | 24304-095-015392 | WATERFRONT BAY GROCERY & TACKLE LLC
41914 | Currently in Use |  | 1991-03-07 |  | Petroleum | Unleaded gasoline | Unleaded gasoline | Retail | Single Wall, Steel | Steel | Coated & cathodic protection (sti-P3) |  | Fiberglass reinforced plastic, Single Wall |  |  | Other, FLXS ISOLA | Catchment Basin, Single walled catchment basin | Automatic shutoff device At 95% full | Automatic shutoff device At 95% full |  |  | Continuous Automatic Tank Gauge |  | Automatic flow restrictor (MLLD) | Automatic flow restrictor (MLLD) |  |  | Annual line testing | Annual line testing |  | UST Currently In Use: 3; UST Temp Close: 0; AST Currently In Use: 0; AST Temp Closed: 0 | 3 | 0 | 0 | 20372-073-015434 | SUNNYLAND FOOD MART INC
41915 | Currently in Use |  | 1991-03-07 |  | Petroleum | Unleaded gasoline | Unleaded gasoline | Retail | Single Wall, Steel | Steel | Coated & cathodic protection (sti-P3) |  | Fiberglass reinforced plastic, Single Wall |  |  | Other, FLXS ISOLA | Catchment Basin, Single walled catchment basin | Automatic shutoff device At 95% full | Automatic shutoff device At 95% full |  |  | Continuous Automatic Tank Gauge |  | Automatic flow restrictor (MLLD) | Automatic flow restrictor (MLLD) |  |  | Annual line testing | Annual line testing |  | UST Currently In Use: 3; UST Temp Close: 0; AST Currently In Use: 0; AST Temp Closed: 0 | 3 | 0 | 0 | 20372-073-015434 | SUNNYLAND FOOD MART INC
41916 | Currently in Use |  | 1991-03-07 |  | Petroleum | Premium gasoline | Premium gasoline | Retail | Single Wall, Steel | Steel | Coated & cathodic protection (sti-P3) |  | Fiberglass reinforced plastic, Single Wall |  |  | Other, FLXS ISOLA | Catchment Basin, Single walled catchment basin | Automatic shutoff device At 95% full | Automatic shutoff device At 95% full |  |  | Continuous Automatic Tank Gauge |  | Automatic flow restrictor (MLLD) | Automatic flow restrictor (MLLD) |  |  | Annual line testing | Annual line testing |  | UST Currently In Use: 3; UST Temp Close: 0; AST Currently In Use: 0; AST Temp Closed: 0 | 3 | 0 | 0 | 20372-073-015434 | SUNNYLAND FOOD MART INC
41917 | Permanently Closed | 1992-08-01 | 1990-05-09 | 1992-08-01 | Petroleum | Unleaded gasoline | Unleaded gasoline |  | Fiberglass reinforced plastic | Fiberglass reinforced plastic |  |  | Fiberglass reinforced plastic |  | 1901-01-01 | None | Catchment Basin, Single walled catchment basin | Flow Rest 90% Full | Flow Rest 90% Full | [8 empty] | Annual line testing | Annual line testing |  | UST Currently In Use: 0; UST Temp Close: 0; AST Currently In Use: 0; AST Temp Closed: 0 | 0 | 0 | 8 | 14413-073-003011 | SHOP A SNAK FOOD MART INC
41918 | Permanently Closed | 1993-01-01 | 1980-01-01 | 1999-12-01 | Petroleum | On road diesel | On road diesel |  | Steel | Steel |  | Painted or None | Steel |  | 1901-01-01 | [15 empty] | UST Currently In Use: 0; UST Temp Close: 0; AST Currently In Use: 0; AST Temp Closed: 0 | 0 | 0 | 1 | 17382-077-015392 | CAROL DON NEWBERN
41919 | Permanently Closed | 1992-09-27 | 1985-01-01 | 1992-09-27 | Petroleum | On road diesel | On road diesel | Emergency power generator | Steel | Steel |  | Painted or None | Steel |  | 1901-01-01 | [6 empty] | Manual Tank Gauging (only tanks 1000 gal. or less and 48” or 64” in diameter) | [8 empty] | UST Currently In Use: 0; UST Temp Close: 0; AST Currently In Use: 0; AST Temp Closed: 0 | 0 | 0 | 1 | 17371-073-015435 | RGB VENTURE PARTNERSHIP
41920 | Currently in Use |  | 1991-03-15 |  | Petroleum | Unleaded gasoline | Unleaded gasoline | Retail | Single Wall, Steel | Steel | Coated & cathodic protection (sti-P3), Field installed cathodic protection |  | Double Wall, Fiberglass reinforced plastic |  |  |  | Catchment Basin, Single walled catchment basin | Automatic shutoff device At 95% full | Automatic shutoff device At 95% full |  |  | Continuous Automatic Tank Gauge |  | Automatic flow restrictor (MLLD) | Automatic flow restrictor (MLLD) |  |  | Annual line testing | Annual line testing |  | UST Currently In Use: 3; UST Temp Close: 0; AST Currently In Use: 0; AST Temp Closed: 0 | 3 | 0 | 0 | 25628-071-015394 | PEARL & PREM INC
41921 | Currently in Use |  | 1991-03-15 |  | Petroleum | Unleaded gasoline | Unleaded gasoline | Retail | Single Wall, Steel | Steel | Coated & cathodic protection (sti-P3), Field installed cathodic protection |  | Double Wall, Fiberglass reinforced plastic |  |  |  | Catchment Basin, Single walled catchment basin | Automatic shutoff device At 95% full | Automatic shutoff device At 95% full |  |  | Continuous Automatic Tank Gauge |  | Automatic flow restrictor (MLLD) | Automatic flow restrictor (MLLD) |  |  | Annual line testing | Annual line testing |  | UST Currently In Use: 3; UST Temp Close: 0; AST Currently In Use: 0; AST Temp Closed: 0 | 3 | 0 | 0 | 25628-071-015394 | PEARL & PREM INC
41922 | Currently in Use |  | 1991-03-15 |  | Petroleum | Premium gasoline | Premium gasoline | Retail | Single Wall, Steel | Steel | Coated & cathodic protection (sti-P3), Field installed cathodic protection |  | Double Wall, Fiberglass reinforced plastic |  |  |  | Catchment Basin, Single walled catchment basin | Automatic shutoff device At 95% full | Automatic shutoff device At 95% full |  |  | Continuous Automatic Tank Gauge |  | Automatic flow restrictor (MLLD) | Automatic flow restrictor (MLLD) |  |  | Annual line testing | Annual line testing |  | UST Currently In Use: 3; UST Temp Close: 0; AST Currently In Use: 0; AST Temp Closed: 0 | 3 | 0 | 0 | 25628-071-015394 | PEARL & PREM INC
41923 | Permanently Closed | 2008-10-01 | 1990-12-19 | 2008-09-30 | Petroleum | Unleaded gasoline | Unleaded gasoline | Local government | Steel | Steel | Coated & cathodic protection (sti-P3) |  | Fiberglass reinforced plastic |  | 1901-01-01 |  | Catchment Basin, Single walled catchment basin | Flow Rest 90% Full | Flow Rest 90% Full |  |  | Automatic Tank Gauge | [8 empty] | UST Currently In Use: 0; UST Temp Close: 0; AST Currently In Use: 0; AST Temp Closed: 0 | 0 | 0 | 3 | 11713-053-001197 | ESCAMBIA COUNTY BOARD OF EDUCATION
41924 | Permanently Closed | 2008-10-01 | 1990-12-19 | 2008-09-30 | Petroleum | On road diesel | On road diesel | Local government | Steel | Steel | Coated & cathodic protection (sti-P3) |  | Fiberglass reinforced plastic |  | 1901-01-01 |  | Catchment Basin, Single walled catchment basin | Flow Rest 90% Full | Flow Rest 90% Full |  |  | Automatic Tank Gauge | [8 empty] | UST Currently In Use: 0; UST Temp Close: 0; AST Currently In Use: 0; AST Temp Closed: 0 | 0 | 0 | 3 | 11713-053-001197 | ESCAMBIA COUNTY BOARD OF EDUCATION
41925 | Permanently Closed | 1991-12-09 | 1980-02-15 | 1991-12-09 | Petroleum | On road diesel | On road diesel |  | Steel | Steel |  | Painted or None | Steel |  | 1901-01-01 | None | [5 empty] | Manual Tank Gauging (only tanks 1000 gal. or less and 48” or 64” in diameter) | [8 empty] | UST Currently In Use: 0; UST Temp Close: 0; AST Currently In Use: 0; AST Temp Closed: 0 | 0 | 0 | 4 | 17384-033-015395 | PRICE COUNTS JR
41926 | Permanently Closed | 1991-12-09 | 1980-02-15 | 1991-12-09 | Petroleum | Unleaded gasoline | Unleaded gasoline |  | Steel | Steel |  | Painted or None | Steel |  | 1901-01-01 | None | [5 empty] | Manual Tank Gauging (only tanks 1000 gal. or less and 48” or 64” in diameter) | [8 empty] | UST Currently In Use: 0; UST Temp Close: 0; AST Currently In Use: 0; AST Temp Closed: 0 | 0 | 0 | 4 | 17384-033-015395 | PRICE COUNTS JR
41927 | Permanently Closed | 1991-12-09 | 1980-02-15 | 1991-12-09 | Petroleum | On road diesel | On road diesel |  | Steel | Steel |  | Painted or None | Steel |  | 1901-01-01 | None | [5 empty] | Manual Tank Gauging (only tanks 1000 gal. or less and 48” or 64” in diameter) | [8 empty] | UST Currently In Use: 0; UST Temp Close: 0; AST Currently In Use: 0; AST Temp Closed: 0 | 0 | 0 | 4 | 17384-033-015395 | PRICE COUNTS JR
41928 | Permanently Closed | 1991-12-09 | 1980-02-15 | 1991-12-09 | Petroleum | On road diesel | On road diesel |  | Steel | Steel |  | Painted or None | Steel |  | 1901-01-01 | None | [5 empty] | Manual Tank Gauging (only tanks 1000 gal. or less and 48” or 64” in diameter) | [8 empty] | UST Currently In Use: 0; UST Temp Close: 0; AST Currently In Use: 0; AST Temp Closed: 0 | 0 | 0 | 4 | 17384-033-015395 | PRICE COUNTS JR
41929 | Currently in Use |  | 1991-04-04 |  | Petroleum | Unleaded gasoline | Unleaded gasoline | Retail | Steel | Steel | Coated & cathodic protection (sti-P3) |  | Double Wall, Flexible |  | 2016-01-01 |  | Catchment Basin, Single walled catchment basin | Automatic shutoff device At 95% full | Automatic shutoff device At 95% full |  |  | Continuous Automatic Tank Gauge |  | Automatic shutoff device (AELLD), Containment Sump | Containment Sump | Interstitial Monitoring within Secondary Containment | SENSOR TO ATG | Continuous alarm system | Continuous alarm system |  | UST Currently In Use: 3; UST Temp Close: 0; AST Currently In Use: 0; AST Temp Closed: 0 | 3 | 0 | 5 | 15420-049-000392 | MAPCO EXPRESS, LLC
41930 | Currently in Use |  | 1991-04-04 |  | Petroleum | On road diesel | On road diesel | Retail | Steel | Steel | Coated & cathodic protection (sti-P3) |  | Double Wall, Flexible |  | 2016-01-01 |  | Catchment Basin, Single walled catchment basin | Automatic shutoff device At 95% full | Automatic shutoff device At 95% full |  |  | Continuous Automatic Tank Gauge |  | Automatic shutoff device (AELLD), Containment Sump | Containment Sump | Interstitial Monitoring within Secondary Containment | SENSOR TO ATG | Continuous alarm system | Continuous alarm system |  | UST Currently In Use: 3; UST Temp Close: 0; AST Currently In Use: 0; AST Temp Closed: 0 | 3 | 0 | 5 | 15420-049-000392 | MAPCO EXPRESS, LLC
41931 | Currently in Use |  | 1991-04-04 |  | Petroleum | Premium gasoline | Premium gasoline | Retail | Steel | Steel | Coated & cathodic protection (sti-P3) |  | Double Wall, Flexible |  | 2016-01-01 |  | Catchment Basin, Single walled catchment basin | Automatic shutoff device At 95% full | Automatic shutoff device At 95% full |  |  | Continuous Automatic Tank Gauge |  | Automatic shutoff device (AELLD), Containment Sump | Containment Sump | Interstitial Monitoring within Secondary Containment | SENSOR TO ATG | Continuous alarm system | Continuous alarm system |  | UST Currently In Use: 3; UST Temp Close: 0; AST Currently In Use: 0; AST Temp Closed: 0 | 3 | 0 | 5 | 15420-049-000392 | MAPCO EXPRESS, LLC
41932 | Permanently Closed | 1998-11-25 | 1982-08-10 | 1998-11-25 | Petroleum | On road diesel | On road diesel |  | Steel | Steel |  |  | Steel |  | 1901-01-01 | [6 empty] | Statistical Inventory Reconciliation (SIR) | [8 empty] | UST Currently In Use: 0; UST Temp Close: 0; AST Currently In Use: 0; AST Temp Closed: 0 | 0 | 0 | 1 | 17385-077-015396 | LAWRENCE SMITH
41933 | Permanently Closed | 2020-07-01 | 1989-04-04 | 2021-02-22 | Petroleum | Aviation fuel (JP-4; etc.) | Aviation fuel (JP-4; etc.) | Industrial | Steel | Steel | Coated & cathodic protection (sti-P3), SEE CMNTS |  | Fiberglass reinforced plastic |  | 1901-01-01 |  | Catchment Basin, Single walled catchment basin | Automatic shutoff device At 95% full | Automatic shutoff device At 95% full |  |  | Statistical Inventory Reconciliation (SIR) |  | Automatic flow restrictor (MLLD) | Automatic flow restrictor (MLLD) |  |  | Statistical inventory reconciliation (SIR) | Statistical inventory reconciliation (SIR) |  | UST Currently In Use: 0; UST Temp Close: 0; AST Currently In Use: 0; AST Temp Closed: 1 | 0 | 0 | 1 | 17404-097-015550 | ST. ELMO AVIATION
41934 | Permanently Closed | 1990-10-01 | 1971-01-01 | 1992-08-18 | Petroleum | Unleaded gasoline | Unleaded gasoline | [7 empty] | 1901-01-01 | [15 empty] | UST Currently In Use: 0; UST Temp Close: 0; AST Currently In Use: 2; AST Temp Closed: 0 | 0 | 0 | 5 | 11181-097-001940 | COLONIAL TRAILWAYS INC
41935 | Permanently Closed | 1991-03-01 | 1971-01-01 | 1992-08-18 | Petroleum | Unleaded gasoline | Unleaded gasoline | [7 empty] | 1901-01-01 | [15 empty] | UST Currently In Use: 0; UST Temp Close: 0; AST Currently In Use: 2; AST Temp Closed: 0 | 0 | 0 | 5 | 11181-097-001940 | COLONIAL TRAILWAYS INC
41936 | Temporary Closed | 2012-11-01 | 1991-03-15 |  | Petroleum | Unleaded gasoline | Unleaded gasoline | Retail | Steel | Steel | Coated & cathodic protection (sti-P3) |  | Fiberglass reinforced plastic |  | 1901-01-01 |  | Catchment Basin, Single walled catchment basin | Flow Rest 90% Full | Flow Rest 90% Full |  |  | Statistical Inventory Reconciliation (SIR) |  | Automatic flow restrictor (MLLD) | Automatic flow restrictor (MLLD) |  |  | Statistical inventory reconciliation (SIR) | Statistical inventory reconciliation (SIR) |  | UST Currently In Use: 0; UST Temp Close: 3; AST Currently In Use: 0; AST Temp Closed: 0 | 0 | 3 | 0 | 17405-097-015551 | C H H A INC
41937 | Temporary Closed | 2012-11-11 | 1991-03-15 |  | Petroleum | Premium gasoline | Premium gasoline | Retail | Steel | Steel | Coated & cathodic protection (sti-P3) |  | Fiberglass reinforced plastic |  | 1901-01-01 |  | Catchment Basin, Single walled catchment basin | Flow Rest 90% Full | Flow Rest 90% Full |  |  | Statistical Inventory Reconciliation (SIR) |  | Automatic flow restrictor (MLLD) | Automatic flow restrictor (MLLD) |  |  | Statistical inventory reconciliation (SIR) | Statistical inventory reconciliation (SIR) |  | UST Currently In Use: 0; UST Temp Close: 3; AST Currently In Use: 0; AST Temp Closed: 0 | 0 | 3 | 0 | 17405-097-015551 | C H H A INC
41938 | Temporary Closed | 2012-11-01 | 1991-03-15 |  | Petroleum | On road diesel | On road diesel | Retail | Steel | Steel | Coated & cathodic protection (sti-P3) |  | Fiberglass reinforced plastic |  | 1901-01-01 |  | Catchment Basin, Single walled catchment basin | Flow Rest 90% Full | Flow Rest 90% Full |  |  | Statistical Inventory Reconciliation (SIR) |  | Automatic flow restrictor (MLLD) | Automatic flow restrictor (MLLD) |  |  | Statistical inventory reconciliation (SIR) | Statistical inventory reconciliation (SIR) |  | UST Currently In Use: 0; UST Temp Close: 3; AST Currently In Use: 0; AST Temp Closed: 0 | 0 | 3 | 0 | 17405-097-015551 | C H H A INC
41939 | Permanently Closed | 1991-12-26 | 1977-07-13 | 1991-12-26 | Petroleum | Unleaded gasoline | Unleaded gasoline | Local government | Steel | Steel |  |  | Steel |  | 1901-01-01 | [15 empty] | UST Currently In Use: 2; UST Temp Close: 0; AST Currently In Use: 0; AST Temp Closed: 0 | 2 | 0 | 2 | 17334-003-015457 | CITY OF DAPHNE
41940 | Permanently Closed | 1991-12-26 | 1977-07-13 | 1991-12-26 | Petroleum | On road diesel | On road diesel | Local government | Steel | Steel |  |  | Steel |  | 1901-01-01 | [15 empty] | UST Currently In Use: 2; UST Temp Close: 0; AST Currently In Use: 0; AST Temp Closed: 0 | 2 | 0 | 2 | 17334-003-015457 | CITY OF DAPHNE
41942 | Temporary Closed | 2021-08-01 | 1990-09-14 |  | Petroleum | Unleaded gasoline | Unleaded gasoline | Retail | Fiberglass coated steel | Fiberglass coated steel |  |  | Fiberglass reinforced plastic |  | 1901-01-01 | Other, DOUBLEWALL | Catchment Basin, Single walled catchment basin | Audible high level alarm At 90% full, Flow Rest 90% Full | Flow Rest 90% Full |  |  | Continuous Automatic Tank Gauge |  | Automatic flow restrictor (MLLD), Containment Sump | Containment Sump |  |  | Annual line testing | Annual line testing |  | UST Currently In Use: 0; UST Temp Close: 4; AST Currently In Use: 0; AST Temp Closed: 0 | 0 | 4 | 4 | 21219-097-000818 | SAHORI PROPERTIES LLC
41943 | Temporary Closed | 2015-11-10 | 1990-09-14 |  | Petroleum | Mid-grade gasoline | Mid-grade gasoline | Retail | Fiberglass coated steel | Fiberglass coated steel |  |  | Fiberglass reinforced plastic |  | 1901-01-01 | Other, DOUBLEWALL | Catchment Basin, Single walled catchment basin | Audible high level alarm At 90% full, Flow Rest 90% Full | Flow Rest 90% Full |  |  | Continuous Automatic Tank Gauge |  | Automatic shutoff device (AELLD), Containment Sump | Containment Sump |  |  | Annual line testing | Annual line testing |  | UST Currently In Use: 0; UST Temp Close: 4; AST Currently In Use: 0; AST Temp Closed: 0 | 0 | 4 | 4 | 21219-097-000818 | SAHORI PROPERTIES LLC
41944 | Temporary Closed | 2015-11-10 | 1990-09-14 |  | Petroleum | Premium gasoline | Premium gasoline | Retail | Fiberglass coated steel | Fiberglass coated steel |  |  | Fiberglass reinforced plastic |  | 1901-01-01 | Other, DOUBLEWALL | Catchment Basin, Single walled catchment basin | Audible high level alarm At 90% full, Flow Rest 90% Full | Flow Rest 90% Full |  |  | Continuous Automatic Tank Gauge |  | Automatic shutoff device (AELLD), Containment Sump | Containment Sump |  |  | Annual line testing | Annual line testing |  | UST Currently In Use: 0; UST Temp Close: 4; AST Currently In Use: 0; AST Temp Closed: 0 | 0 | 4 | 4 | 21219-097-000818 | SAHORI PROPERTIES LLC
41945 | Temporary Closed | 2015-11-10 | 1990-09-14 |  | Petroleum | On road diesel | On road diesel | Retail | Fiberglass coated steel | Fiberglass coated steel |  |  | Fiberglass reinforced plastic |  | 1901-01-01 | Other, DOUBLEWALL | Catchment Basin, Single walled catchment basin | Audible high level alarm At 90% full, Flow Rest 90% Full | Flow Rest 90% Full |  |  | Continuous Automatic Tank Gauge |  | Automatic shutoff device (AELLD), Containment Sump | Containment Sump |  |  | Annual line testing | Annual line testing |  | UST Currently In Use: 0; UST Temp Close: 4; AST Currently In Use: 0; AST Temp Closed: 0 | 0 | 4 | 4 | 21219-097-000818 | SAHORI PROPERTIES LLC
41946 | Temporary Closed | 2007-08-01 | 1991-04-15 |  | Petroleum | Unleaded gasoline | Unleaded gasoline | Retail | Steel | Steel | Coated & cathodic protection (sti-P3) |  | Fiberglass reinforced plastic |  |  |  | Catchment Basin, Single walled catchment basin | Flow Rest 90% Full | Flow Rest 90% Full |  |  | Statistical Inventory Reconciliation (SIR) | [8 empty] | UST Currently In Use: 0; UST Temp Close: 3; AST Currently In Use: 0; AST Temp Closed: 0 | 0 | 3 | 0 | 17406-003-015552 | PATRICIA BUCK
41947 | Temporary Closed | 2007-08-01 | 1991-04-15 |  | Petroleum | Premium gasoline | Premium gasoline | Retail | Steel | Steel | Coated & cathodic protection (sti-P3) |  | Fiberglass reinforced plastic |  |  |  | Catchment Basin, Single walled catchment basin | Flow Rest 90% Full | Flow Rest 90% Full |  |  | Statistical Inventory Reconciliation (SIR) | [8 empty] | UST Currently In Use: 0; UST Temp Close: 3; AST Currently In Use: 0; AST Temp Closed: 0 | 0 | 3 | 0 | 17406-003-015552 | PATRICIA BUCK
41948 | Temporary Closed | 2007-08-01 | 1991-04-15 |  | Petroleum | Mid-grade gasoline | Mid-grade gasoline | Retail | Steel | Steel | Coated & cathodic protection (sti-P3) |  | Fiberglass reinforced plastic |  |  |  | Catchment Basin, Single walled catchment basin | Flow Rest 90% Full | Flow Rest 90% Full |  |  | Statistical Inventory Reconciliation (SIR) | [8 empty] | UST Currently In Use: 0; UST Temp Close: 3; AST Currently In Use: 0; AST Temp Closed: 0 | 0 | 3 | 0 | 17406-003-015552 | PATRICIA BUCK
41949 | Permanently Closed | 1994-02-15 | 1985-08-01 | 1994-02-15 | Petroleum | Unleaded gasoline | Unleaded gasoline |  | Steel | Steel |  | Painted or None | Steel |  | 1901-01-01 | [15 empty] | UST Currently In Use: 0; UST Temp Close: 0; AST Currently In Use: 0; AST Temp Closed: 0 | 0 | 0 | 2 | 13378-049-015437 | MCPHERSON COMPANIES, INC.
41950 | Permanently Closed | 1994-02-15 | 1985-08-01 | 1994-02-15 | Petroleum | Unleaded gasoline | Unleaded gasoline |  | Steel | Steel |  | Painted or None | Steel |  | 1901-01-01 | [15 empty] | UST Currently In Use: 0; UST Temp Close: 0; AST Currently In Use: 0; AST Temp Closed: 0 | 0 | 0 | 2 | 13378-049-015437 | MCPHERSON COMPANIES, INC.
41951 | Permanently Closed | 1998-07-23 | 1984-07-15 | 1998-07-23 | Petroleum | On road diesel | On road diesel |  | Steel | Steel |  | Painted or None | Steel |  | 1901-01-01 | [6 empty] | Statistical Inventory Reconciliation (SIR) | [8 empty] | UST Currently In Use: 0; UST Temp Close: 0; AST Currently In Use: 0; AST Temp Closed: 0 | 0 | 0 | 2 | 13378-009-015436 | MCPHERSON COMPANIES, INC.
41952 | Permanently Closed | 1998-07-23 | 1984-07-15 | 1998-07-23 | Petroleum | Unleaded gasoline | Unleaded gasoline |  | Steel | Steel |  | Painted or None | Steel |  | 1901-01-01 | [6 empty] | Statistical Inventory Reconciliation (SIR) | [8 empty] | UST Currently In Use: 0; UST Temp Close: 0; AST Currently In Use: 0; AST Temp Closed: 0 | 0 | 0 | 2 | 13378-009-015436 | MCPHERSON COMPANIES, INC.
41953 | Currently in Use |  | 1988-06-01 |  | Petroleum | Premium gasoline | Premium gasoline | Retail | Steel | Steel | Field installed cathodic protection |  | Fiberglass reinforced plastic |  |  |  | Catchment Basin, Single walled catchment basin | Automatic shutoff device At 95% full | Automatic shutoff device At 95% full |  |  | Continuous Automatic Tank Gauge |  | Automatic flow restrictor (MLLD) | Automatic flow restrictor (MLLD) |  |  | Annual line testing | Annual line testing |  | UST Currently In Use: 4; UST Temp Close: 0; AST Currently In Use: 0; AST Temp Closed: 0 | 4 | 0 | 0 | 17372-073-015438 | BILLY ABERNATHY
41954 | Currently in Use |  | 1980-06-01 |  | Petroleum | Unleaded gasoline | Unleaded gasoline | Retail | Steel | Steel | Field installed cathodic protection |  | Fiberglass reinforced plastic |  |  |  | Catchment Basin, Single walled catchment basin | Automatic shutoff device At 95% full | Automatic shutoff device At 95% full |  |  | Continuous Automatic Tank Gauge |  | Automatic flow restrictor (MLLD) | Automatic flow restrictor (MLLD) |  |  | Annual line testing | Annual line testing |  | UST Currently In Use: 4; UST Temp Close: 0; AST Currently In Use: 0; AST Temp Closed: 0 | 4 | 0 | 0 | 17372-073-015438 | BILLY ABERNATHY
41955 | Currently in Use |  | 1980-06-01 |  | Petroleum | On road diesel | On road diesel | Retail | Steel | Steel | Field installed cathodic protection |  | Fiberglass reinforced plastic |  |  |  | Catchment Basin, Single walled catchment basin | Automatic shutoff device At 95% full | Automatic shutoff device At 95% full |  |  | Continuous Automatic Tank Gauge |  | Automatic flow restrictor (MLLD) | Automatic flow restrictor (MLLD) |  |  | Annual line testing | Annual line testing |  | UST Currently In Use: 4; UST Temp Close: 0; AST Currently In Use: 0; AST Temp Closed: 0 | 4 | 0 | 0 | 17372-073-015438 | BILLY ABERNATHY
41956 | Currently in Use |  | 1988-06-01 |  | Petroleum | Kerosene | Kerosene | Retail | Steel | Steel | Field installed cathodic protection |  | Fiberglass reinforced plastic |  |  |  | Catchment Basin, Single walled catchment basin | Automatic shutoff device At 95% full | Automatic shutoff device At 95% full |  |  | Continuous Automatic Tank Gauge | [8 empty] | UST Currently In Use: 4; UST Temp Close: 0; AST Currently In Use: 0; AST Temp Closed: 0 | 4 | 0 | 0 | 17372-073-015438 | BILLY ABERNATHY
41957 | Permanently Closed | 1995-11-06 | 1985-09-01 | 1997-11-06 | Petroleum | Unleaded gasoline | Unleaded gasoline | Emergency power generator | Fiberglass coated steel, Fiberglass reinforced plastic | Fiberglass reinforced plastic |  |  | Other, COPPER |  | 1901-01-01 | Other, PVC | Catchment Basin, Single walled catchment basin | Audible high level alarm At 90% full | Audible high level alarm At 90% full | [11 empty] | UST Currently In Use: 1; UST Temp Close: 0; AST Currently In Use: 0; AST Temp Closed: 0 | 1 | 0 | 1 | 14462-043-015554 | BELLSOUTH TELECOMM. DBA AT&T ALA.
41958 | Permanently Closed | 1997-08-27 | 1985-01-15 | 1997-08-27 | Petroleum | Unleaded gasoline | Unleaded gasoline | Emergency power generator | Steel | Steel |  | Painted or None | Other, COPPER |  | 1901-01-01 | [15 empty] | UST Currently In Use: 0; UST Temp Close: 0; AST Currently In Use: 0; AST Temp Closed: 0 | 0 | 0 | 1 | 14462-025-015554 | BELLSOUTH TELECOMM. DBA AT&T ALA.
41959 | Permanently Closed | 1998-12-01 | 1983-01-01 | 1999-05-11 | Petroleum | Unleaded gasoline | Unleaded gasoline |  | Steel | Steel |  | Painted or None | Steel |  | 1901-01-01 | [15 empty] | UST Currently In Use: 1; UST Temp Close: 0; AST Currently In Use: 0; AST Temp Closed: 0 | 1 | 0 | 3 | 17373-073-015439 | LAKESHORE HOSPITAL
41960 | Permanently Closed | 1998-12-01 | 1983-01-01 | 1999-05-11 | Petroleum | On road diesel | On road diesel | Emergency Power Generator, Industrial | Steel | Steel |  | Painted or None | Steel |  | 1901-01-01 | [15 empty] | UST Currently In Use: 1; UST Temp Close: 0; AST Currently In Use: 0; AST Temp Closed: 0 | 1 | 0 | 3 | 17373-073-015439 | LAKESHORE HOSPITAL
41961 | Permanently Closed | 2004-12-22 | 1987-06-01 | 2013-08-21 | Petroleum | Unleaded gasoline | Unleaded gasoline | Retail | Steel | Steel | Field installed cathodic protection |  | Steel |  | 1901-01-01 | Field installed cathodic protection | Catchment Basin, Single walled catchment basin | Automatic shutoff device At 95% full | Automatic shutoff device At 95% full |  |  | Statistical Inventory Reconciliation (SIR) | [5 empty] | Annual line testing | Annual line testing |  | UST Currently In Use: 0; UST Temp Close: 0; AST Currently In Use: 0; AST Temp Closed: 0 | 0 | 0 | 2 | 21759-069-015465 | ZELLA AUSTIN
41962 | Permanently Closed | 2004-12-22 | 1987-06-01 | 2013-08-21 | Petroleum | Mid-grade gasoline | Mid-grade gasoline | Retail | Steel | Steel | Field installed cathodic protection |  | Steel |  | 1901-01-01 | Field installed cathodic protection | Catchment Basin, Single walled catchment basin | Automatic shutoff device At 95% full | Automatic shutoff device At 95% full |  |  | Statistical Inventory Reconciliation (SIR) | [5 empty] | Annual line testing | Annual line testing |  | UST Currently In Use: 0; UST Temp Close: 0; AST Currently In Use: 0; AST Temp Closed: 0 | 0 | 0 | 2 | 21759-069-015465 | ZELLA AUSTIN
41963 | Currently in Use |  | 1988-02-27 |  | Petroleum | Premium gasoline | Premium gasoline |  | Steel | Steel | Field installed cathodic protection |  | Fiberglass reinforced plastic |  |  |  | Catchment Basin, Single walled catchment basin | Automatic shutoff device At 95% full | Automatic shutoff device At 95% full |  |  | Automatic Tank Gauge | [8 empty] | UST Currently In Use: 3; UST Temp Close: 1; AST Currently In Use: 0; AST Temp Closed: 0 | 3 | 1 | 0 | 23853-069-004247 | PATEL GAS DISTRIBUTOR INC
41964 | Temporary Closed | 2013-12-31 | 1988-02-27 |  | Petroleum | Kerosene | Kerosene |  | Steel | Steel | Field installed cathodic protection |  | Fiberglass reinforced plastic |  |  |  | Catchment Basin, Single walled catchment basin | Automatic shutoff device At 95% full | Automatic shutoff device At 95% full |  |  | Statistical Inventory Reconciliation (SIR) | [8 empty] | UST Currently In Use: 3; UST Temp Close: 1; AST Currently In Use: 0; AST Temp Closed: 0 | 3 | 1 | 0 | 23853-069-004247 | PATEL GAS DISTRIBUTOR INC
41965 | Temporary Closed | 2007-08-29 | 1983-01-01 |  | Petroleum | Kerosene | Kerosene | Retail | Steel | Steel | Field installed cathodic protection |  | Steel |  |  | Field installed cathodic protection | Catchment Basin, Single walled catchment basin | Automatic shutoff device At 95% full | Automatic shutoff device At 95% full |  |  | Statistical Inventory Reconciliation (SIR) | [8 empty] | UST Currently In Use: 0; UST Temp Close: 4; AST Currently In Use: 0; AST Temp Closed: 0 | 0 | 4 | 0 | 23777-113-007928 | LADONIA PARK LLC
41966 | Currently in Use |  | 1991-04-10 |  | Petroleum | Unleaded gasoline | Unleaded gasoline | Retail | Single Wall, Steel | Steel | Coated & cathodic protection (sti-P3) |  | Double Wall, Fiberglass reinforced plastic |  |  |  | Catchment Basin, Single walled catchment basin | Automatic shutoff device At 95% full, Flow Rest 90% Full | Flow Rest 90% Full |  |  | Continuous Automatic Tank Gauge | Single walled submersible pump containment sump | Automatic flow restrictor (MLLD) | Automatic flow restrictor (MLLD) |  |  | Annual line testing | Annual line testing |  | UST Currently In Use: 3; UST Temp Close: 0; AST Currently In Use: 1; AST Temp Closed: 0 | 3 | 0 | 0 | 15201-103-015397 | VULCAN OIL COMPANY INC.
41967 | Currently in Use |  | 1991-04-10 |  | Petroleum | Premium gasoline | Premium gasoline | Retail | Single Wall, Steel | Steel | Coated & cathodic protection (sti-P3) |  | Double Wall, Fiberglass reinforced plastic |  |  |  | Catchment Basin, Single walled catchment basin | Automatic shutoff device At 95% full, Flow Rest 90% Full | Flow Rest 90% Full |  |  | Continuous Automatic Tank Gauge | Single walled submersible pump containment sump | Automatic flow restrictor (MLLD) | Automatic flow restrictor (MLLD) |  |  | Annual line testing | Annual line testing |  | UST Currently In Use: 3; UST Temp Close: 0; AST Currently In Use: 1; AST Temp Closed: 0 | 3 | 0 | 0 | 15201-103-015397 | VULCAN OIL COMPANY INC.
41968 | Currently in Use |  | 1991-04-10 |  | Petroleum | On road diesel | On road diesel | Retail | Single Wall, Steel | Steel | Coated & cathodic protection (sti-P3) |  | Double Wall, Fiberglass reinforced plastic |  |  |  | Catchment Basin, Single walled catchment basin | Automatic shutoff device At 95% full, Flow Rest 90% Full | Flow Rest 90% Full |  |  | Continuous Automatic Tank Gauge | Single walled submersible pump containment sump | Automatic flow restrictor (MLLD) | Automatic flow restrictor (MLLD) |  |  | Annual line testing | Annual line testing |  | UST Currently In Use: 3; UST Temp Close: 0; AST Currently In Use: 1; AST Temp Closed: 0 | 3 | 0 | 0 | 15201-103-015397 | VULCAN OIL COMPANY INC.
41969 | Temporary Closed | 2013-06-05 | 1991-04-06 |  | Petroleum | Mid-grade gasoline | Mid-grade gasoline | Retail | Steel | Steel | Coated & cathodic protection (sti-P3) |  | Fiberglass reinforced plastic |  |  |  | Catchment Basin, Single walled catchment basin | Flow Rest 90% Full | Flow Rest 90% Full |  |  | Statistical Inventory Reconciliation (SIR) | [8 empty] | UST Currently In Use: 0; UST Temp Close: 3; AST Currently In Use: 0; AST Temp Closed: 0 | 0 | 3 | 3 | 17612-083-013456 | ROBERTSON ENTERPRISES, INC.
41970 | Temporary Closed | 2013-06-05 | 1991-04-06 |  | Petroleum | Unleaded gasoline | Unleaded gasoline | Retail | Steel | Steel | Coated & cathodic protection (sti-P3) |  | Fiberglass reinforced plastic |  |  | None | Catchment Basin, Single walled catchment basin | Flow Rest 90% Full | Flow Rest 90% Full |  |  | Statistical Inventory Reconciliation (SIR) | [8 empty] | UST Currently In Use: 0; UST Temp Close: 3; AST Currently In Use: 0; AST Temp Closed: 0 | 0 | 3 | 3 | 17612-083-013456 | ROBERTSON ENTERPRISES, INC.
41971 | Temporary Closed | 2013-06-05 | 1991-04-06 |  | Petroleum | On road diesel | On road diesel | Retail | Steel | Steel | Coated & cathodic protection (sti-P3) |  | Fiberglass reinforced plastic |  |  |  | Catchment Basin, Single walled catchment basin | Flow Rest 90% Full | Flow Rest 90% Full |  |  | Statistical Inventory Reconciliation (SIR) | [8 empty] | UST Currently In Use: 0; UST Temp Close: 3; AST Currently In Use: 0; AST Temp Closed: 0 | 0 | 3 | 3 | 17612-083-013456 | ROBERTSON ENTERPRISES, INC.
41972 | Currently in Use |  | 1990-06-15 |  | Petroleum | Premium gasoline | Premium gasoline |  | Steel | Steel | Coated & cathodic protection (sti-P3) |  | Fiberglass reinforced plastic |  | 1901-01-01 |  | Catchment Basin, Single walled catchment basin | Automatic shutoff device At 95% full | Automatic shutoff device At 95% full |  |  | Statistical Inventory Reconciliation (SIR) |  | Automatic flow restrictor (MLLD) | Automatic flow restrictor (MLLD) |  |  | Statistical inventory reconciliation (SIR) | Statistical inventory reconciliation (SIR) |  | UST Currently In Use: 4; UST Temp Close: 0; AST Currently In Use: 0; AST Temp Closed: 0 | 4 | 0 | 0 | 10037-069-015466 | A. W. HERNDON OIL COMPANY, INC.
41973 | Currently in Use |  | 1990-06-15 |  | Petroleum | Unleaded gasoline | Unleaded gasoline |  | Steel | Steel | Coated & cathodic protection (sti-P3) |  | Fiberglass reinforced plastic |  | 1901-01-01 |  | Catchment Basin, Single walled catchment basin | Automatic shutoff device At 95% full | Automatic shutoff device At 95% full |  |  | Statistical Inventory Reconciliation (SIR) |  | Automatic flow restrictor (MLLD) | Automatic flow restrictor (MLLD) |  |  | Statistical inventory reconciliation (SIR) | Statistical inventory reconciliation (SIR) |  | UST Currently In Use: 4; UST Temp Close: 0; AST Currently In Use: 0; AST Temp Closed: 0 | 4 | 0 | 0 | 10037-069-015466 | A. W. HERNDON OIL COMPANY, INC.
41976 | Permanently Closed | 1997-09-24 | 1983-06-15 | 1997-09-24 | Petroleum | On road diesel | On road diesel | Emergency power generator | Steel | Steel |  | Painted or None | Other, COPPER |  | 1901-01-01 | Other, PVC | Catchment Basin, Single walled catchment basin | [13 empty] | UST Currently In Use: 0; UST Temp Close: 0; AST Currently In Use: 0; AST Temp Closed: 0 | 0 | 0 | 1 | 14462-119-015555 | BELLSOUTH TELECOMM. DBA AT&T ALA.
41977 | Permanently Closed | 1994-01-20 | 1973-05-26 | 1994-01-20 | Petroleum | Unleaded gasoline | Unleaded gasoline | Emergency power generator | Steel | Steel |  | Painted or None | Other, COPPER |  | 1901-01-01 |  | Catchment Basin, Single walled catchment basin | [13 empty] | UST Currently In Use: 0; UST Temp Close: 0; AST Currently In Use: 0; AST Temp Closed: 0 | 0 | 0 | 1 | 14462-089-015556 | BELLSOUTH TELECOMM. DBA AT&T ALA.
41978 | Permanently Closed | 1997-06-24 | 1968-10-15 | 1997-06-24 | Petroleum | Unleaded gasoline | Unleaded gasoline | Emergency power generator | Steel | Steel |  | Painted or None | Other, COPPER |  | 1901-01-01 | [15 empty] | UST Currently In Use: 0; UST Temp Close: 0; AST Currently In Use: 0; AST Temp Closed: 0 | 0 | 0 | 1 | 14462-111-015557 | BELLSOUTH TELECOMM. DBA AT&T ALA.
41979 | Currently in Use |  | 1989-09-09 |  | Petroleum | On road diesel | On road diesel | Emergency Power Generator | Double Wall, Fiberglass reinforced plastic | Fiberglass reinforced plastic |  |  | Double Wall, COPPER |  | 1901-01-01 |  | Catchment Basin, Single walled catchment basin | Audible high level alarm At 90% full, Automatic shutoff device At 95% full | Automatic shutoff device At 95% full | Interstitial Monitoring within Secondary Containment |  | Automatic Tank Gauge, Other | [5 empty] | Continuous alarm system | Continuous alarm system |  | UST Currently In Use: 1; UST Temp Close: 0; AST Currently In Use: 0; AST Temp Closed: 0 | 1 | 0 | 0 | 14462-015-015558 | BELLSOUTH TELECOMM. DBA AT&T ALA.
41980 | Permanently Closed | 1998-04-15 | 1982-11-15 | 1998-04-15 | Petroleum | On road diesel | On road diesel | Emergency power generator | Steel | Steel |  | Painted or None | Other, COPPER |  | 1901-01-01 | Other, PVC | [14 empty] | UST Currently In Use: 0; UST Temp Close: 0; AST Currently In Use: 0; AST Temp Closed: 0 | 0 | 0 | 1 | 14462-005-015559 | BELLSOUTH TELECOMM. DBA AT&T ALA.
41981 | Permanently Closed | 1998-12-16 | 1988-09-04 | 1998-12-16 | Petroleum | On road diesel | On road diesel | Emergency power generator | Fiberglass coated steel, Fiberglass reinforced plastic | Fiberglass reinforced plastic |  |  | Other, COPPER |  | 1901-01-01 | Other, PVC | Catchment Basin, Single walled catchment basin | Audible high level alarm At 90% full | Audible high level alarm At 90% full |  |  | Automatic Tank Gauge | [5 empty] | Annual line testing | Annual line testing |  | UST Currently In Use: 0; UST Temp Close: 0; AST Currently In Use: 0; AST Temp Closed: 0 | 0 | 0 | 1 | 14462-113-015560 | BELLSOUTH TELECOMM. DBA AT&T ALA.
41982 | Permanently Closed | 1996-07-13 | 1971-05-15 | 1996-07-13 | Petroleum | On road diesel | On road diesel | Emergency power generator | Steel | Steel |  | Painted or None | Steel |  | 1901-01-01 |  | Catchment Basin, Single walled catchment basin | [13 empty] | UST Currently In Use: 0; UST Temp Close: 0; AST Currently In Use: 1; AST Temp Closed: 0 | 0 | 0 | 1 | 14462-113-015561 | BELLSOUTH TELECOMM. DBA AT&T ALA.
41983 | Permanently Closed | 1994-03-15 | 1989-05-01 | 1994-03-15 | Petroleum | Used oil | Used oil |  | Fiberglass reinforced plastic | Fiberglass reinforced plastic |  |  | Steel |  | 1901-01-01 | None | [14 empty] | UST Currently In Use: 0; UST Temp Close: 0; AST Currently In Use: 0; AST Temp Closed: 0 | 0 | 0 | 1 | 21994-089-015398 | WAL-MART STORES E C/O APTIM
41984 | Permanently Closed | 1994-03-22 | 1988-06-01 | 1994-03-22 | Petroleum | Used oil | Used oil |  | Fiberglass reinforced plastic | Fiberglass reinforced plastic |  |  | Steel |  | 1901-01-01 | None | [14 empty] | UST Currently In Use: 0; UST Temp Close: 0; AST Currently In Use: 0; AST Temp Closed: 0 | 0 | 0 | 1 | 21994-083-015399 | WAL-MART STORES E C/O APTIM
41985 | Permanently Closed | 1996-08-01 | 1988-08-01 | 1996-12-04 | Petroleum | Used oil | Used oil |  | Fiberglass reinforced plastic | Fiberglass reinforced plastic |  |  | Steel |  | 1901-01-01 | None | [14 empty] | UST Currently In Use: 0; UST Temp Close: 0; AST Currently In Use: 0; AST Temp Closed: 0 | 0 | 0 | 1 | 21994-097-015600 | WAL-MART STORES E C/O APTIM
41986 | Permanently Closed | 1996-01-01 | 1990-04-05 |  | Petroleum | Unleaded gasoline | Unleaded gasoline | State/federal government | Fiberglass reinforced plastic | Fiberglass reinforced plastic |  |  | Fiberglass reinforced plastic |  | 1901-01-01 | None | Catchment Basin, Single walled catchment basin | Flow Rest 90% Full | Flow Rest 90% Full | Interstitial Monitoring within Secondary Containment | [10 empty] | UST Currently In Use: 0; UST Temp Close: 0; AST Currently In Use: 0; AST Temp Closed: 0 | 0 | 0 | 2 | 10153-097-015562 | ALABAMA STATE DOCKS DEPT
41987 | Permanently Closed | 1996-01-01 | 1990-04-05 |  | Petroleum | Unleaded gasoline | Unleaded gasoline | State/federal government | Fiberglass reinforced plastic | Fiberglass reinforced plastic |  |  | Fiberglass reinforced plastic |  | 1901-01-01 | None | Catchment Basin, Single walled catchment basin | Flow Rest 90% Full | Flow Rest 90% Full | Interstitial Monitoring within Secondary Containment | [10 empty] | UST Currently In Use: 0; UST Temp Close: 0; AST Currently In Use: 0; AST Temp Closed: 0 | 0 | 0 | 2 | 10153-097-015562 | ALABAMA STATE DOCKS DEPT
41988 | Temporary Closed | 2017-12-01 | 1991-03-12 |  | Petroleum | On road diesel | On road diesel | Retail | Steel | Steel | Coated & cathodic protection (sti-P3) |  | Fiberglass reinforced plastic |  |  |  | Catchment Basin, Single walled catchment basin | Flow Rest 90% Full | Flow Rest 90% Full |  |  | Automatic Tank Gauge |  | Automatic flow restrictor (MLLD) | Automatic flow restrictor (MLLD) |  |  | Annual line testing | Annual line testing |  | UST Currently In Use: 0; UST Temp Close: 3; AST Currently In Use: 0; AST Temp Closed: 0 | 0 | 3 | 0 | 22693-125-015601 | 69 FUEL CENTER, LLC
41989 | Temporary Closed | 2017-12-01 | 1991-03-12 |  | Petroleum | Unleaded gasoline | Unleaded gasoline | Retail | Steel | Steel | Coated & cathodic protection (sti-P3) |  | Fiberglass reinforced plastic |  |  |  | Catchment Basin, Single walled catchment basin | Flow Rest 90% Full | Flow Rest 90% Full |  |  | Automatic Tank Gauge |  | Automatic flow restrictor (MLLD) | Automatic flow restrictor (MLLD) |  |  | Annual line testing | Annual line testing |  | UST Currently In Use: 0; UST Temp Close: 3; AST Currently In Use: 0; AST Temp Closed: 0 | 0 | 3 | 0 | 22693-125-015601 | 69 FUEL CENTER, LLC
41990 | Permanently Closed | 1995-02-15 | 1986-01-01 | 1999-02-15 | Petroleum | Unleaded gasoline | Unleaded gasoline |  | Steel | Steel |  |  | Steel |  | 1901-01-01 | None | [5 empty] | Statistical Inventory Reconciliation (SIR) | [8 empty] | UST Currently In Use: 0; UST Temp Close: 0; AST Currently In Use: 0; AST Temp Closed: 0 | 0 | 0 | 1 | 17388-037-015602 | BARRETTS CAMP
41991 | Permanently Closed | 1997-12-22 | 1984-03-01 | 2000-02-28 | Petroleum | Unleaded gasoline | Unleaded gasoline |  | Steel | Steel |  |  | Steel |  | 1901-01-01 | [12 empty] | Annual line testing | Annual line testing |  | UST Currently In Use: 0; UST Temp Close: 0; AST Currently In Use: 0; AST Temp Closed: 0 | 0 | 0 | 3 | 17475-127-015097 | MICHAEL SCOTT MYERS
41993 | Permanently Closed | 1997-12-22 | 1984-03-01 | 2000-02-28 | Petroleum | Unleaded gasoline | Unleaded gasoline |  | Steel | Steel |  |  | Steel |  | 1901-01-01 | [12 empty] | Annual line testing | Annual line testing |  | UST Currently In Use: 0; UST Temp Close: 0; AST Currently In Use: 0; AST Temp Closed: 0 | 0 | 0 | 3 | 17475-127-015097 | MICHAEL SCOTT MYERS
41995 | Permanently Closed | 1997-12-22 | 1986-03-01 | 2000-02-28 | Petroleum | Unleaded gasoline | Unleaded gasoline |  | Steel | Steel |  |  | Steel |  | 1901-01-01 | [12 empty] | Annual line testing | Annual line testing |  | UST Currently In Use: 0; UST Temp Close: 0; AST Currently In Use: 0; AST Temp Closed: 0 | 0 | 0 | 3 | 17475-127-015097 | MICHAEL SCOTT MYERS
41998 | Permanently Closed | 1998-12-09 | 1901-01-01 | 1998-12-09 | Petroleum | Unleaded gasoline | Unleaded gasoline | [7 empty] | 1901-01-01 | [6 empty] | Manual Tank Gauging (only tanks 1000 gal. or less and 48” or 64” in diameter) | [5 empty] | Annual line testing | Annual line testing |  | UST Currently In Use: 0; UST Temp Close: 0; AST Currently In Use: 0; AST Temp Closed: 0 | 0 | 0 | 4 | 17476-051-015098 | ED TRAVIS
41999 | Permanently Closed | 1998-12-09 | 1901-01-01 | 1998-12-09 | Petroleum | Unleaded gasoline | Unleaded gasoline | [7 empty] | 1901-01-01 | [6 empty] | Manual Tank Gauging (only tanks 1000 gal. or less and 48” or 64” in diameter) | [5 empty] | Annual line testing | Annual line testing |  | UST Currently In Use: 0; UST Temp Close: 0; AST Currently In Use: 0; AST Temp Closed: 0 | 0 | 0 | 4 | 17476-051-015098 | ED TRAVIS
42000 | Permanently Closed | 1998-12-09 | 1901-01-01 | 1998-12-09 | Petroleum | Unleaded gasoline | Unleaded gasoline | [7 empty] | 1901-01-01 | [6 empty] | Manual Tank Gauging (only tanks 1000 gal. or less and 48” or 64” in diameter) | [5 empty] | Annual line testing | Annual line testing |  | UST Currently In Use: 0; UST Temp Close: 0; AST Currently In Use: 0; AST Temp Closed: 0 | 0 | 0 | 4 | 17476-051-015098 | ED TRAVIS
42001 | Permanently Closed | 1998-12-09 | 1901-01-01 | 1998-12-09 | Petroleum | Unleaded gasoline | Unleaded gasoline | [7 empty] | 1901-01-01 | [6 empty] | Manual Tank Gauging (only tanks 1000 gal. or less and 48” or 64” in diameter) | [5 empty] | Annual line testing | Annual line testing |  | UST Currently In Use: 0; UST Temp Close: 0; AST Currently In Use: 0; AST Temp Closed: 0 | 0 | 0 | 4 | 17476-051-015098 | ED TRAVIS
42002 | Currently in Use |  | 1991-01-18 |  | Petroleum | Unleaded gasoline | Unleaded gasoline |  | Steel | Steel | Coated & cathodic protection (sti-P3) |  | Fiberglass reinforced plastic |  |  |  | Catchment Basin, Single walled catchment basin | Automatic shutoff device At 95% full | Automatic shutoff device At 95% full |  |  | Continuous Automatic Tank Gauge | [8 empty] | UST Currently In Use: 3; UST Temp Close: 0; AST Currently In Use: 0; AST Temp Closed: 0 | 3 | 0 | 0 | 14681-047-015099 | STERLING OIL COMPANY, INC.
42003 | Currently in Use |  | 1991-01-18 |  | Petroleum | On road diesel | On road diesel |  | Steel | Steel | Coated & cathodic protection (sti-P3) |  | Fiberglass reinforced plastic |  |  |  | Catchment Basin, Single walled catchment basin | Automatic shutoff device At 95% full | Automatic shutoff device At 95% full |  |  | Continuous Automatic Tank Gauge | [8 empty] | UST Currently In Use: 3; UST Temp Close: 0; AST Currently In Use: 0; AST Temp Closed: 0 | 3 | 0 | 0 | 14681-047-015099 | STERLING OIL COMPANY, INC.
42004 | Currently in Use |  | 1991-01-18 |  | Petroleum | Unleaded gasoline | Unleaded gasoline |  | Steel | Steel | Coated & cathodic protection (sti-P3) |  | Fiberglass reinforced plastic |  |  |  | Catchment Basin, Single walled catchment basin | Automatic shutoff device At 95% full | Automatic shutoff device At 95% full |  |  | Continuous Automatic Tank Gauge | [8 empty] | UST Currently In Use: 3; UST Temp Close: 0; AST Currently In Use: 0; AST Temp Closed: 0 | 3 | 0 | 0 | 14681-047-015099 | STERLING OIL COMPANY, INC.
42005 | Currently in Use |  | 1990-11-01 |  | Petroleum | Unleaded gasoline | Unleaded gasoline | Retail | Single Wall, Steel | Steel | Coated & cathodic protection (sti-P3), Field installed cathodic protection |  | Double Wall, Fiberglass reinforced plastic |  | 2014-06-01 |  | Catchment Basin, Single walled catchment basin | Flow Rest 90% Full | Flow Rest 90% Full |  |  | Automatic Tank Gauge |  | Automatic flow restrictor (MLLD), Containment Sump | Containment Sump | Interstitial Monitoring within Secondary Containment | MANUAL/VISUAL CHECK |  |  |  | UST Currently In Use: 5; UST Temp Close: 0; AST Currently In Use: 0; AST Temp Closed: 0 | 5 | 0 | 3 | 12457-133-004214 | EIDSON PETROLEUM, INC.
42006 | Currently in Use |  | 1990-11-01 |  | Petroleum | Unleaded gasoline | Unleaded gasoline | Retail | Single Wall, Steel | Steel | Coated & cathodic protection (sti-P3), Field installed cathodic protection, Interior lined (not allowed as a standalone method of corrosion protection) |  | Double Wall, Fiberglass reinforced plastic |  | 2014-06-01 |  | Catchment Basin, Single walled catchment basin | Flow Rest 90% Full | Flow Rest 90% Full |  |  | Automatic Tank Gauge |  | Automatic flow restrictor (MLLD), Containment Sump | Containment Sump | Interstitial Monitoring within Secondary Containment | MANUAL/VISUAL CHECK |  |  |  | UST Currently In Use: 5; UST Temp Close: 0; AST Currently In Use: 0; AST Temp Closed: 0 | 5 | 0 | 3 | 12457-133-004214 | EIDSON PETROLEUM, INC.
42007 | Currently in Use |  | 1990-11-01 |  | Petroleum | Premium gasoline | Premium gasoline | Retail | Single Wall, Steel | Steel | Coated & cathodic protection (sti-P3), Field installed cathodic protection, Interior lined (not allowed as a standalone method of corrosion protection) |  | Double Wall, Fiberglass reinforced plastic |  | 2014-06-01 |  | Catchment Basin, Single walled catchment basin | Flow Rest 90% Full | Flow Rest 90% Full |  |  | Automatic Tank Gauge |  | Automatic flow restrictor (MLLD), Containment Sump | Containment Sump | Interstitial Monitoring within Secondary Containment | MANUAL/VISUAL CHECK |  |  |  | UST Currently In Use: 5; UST Temp Close: 0; AST Currently In Use: 0; AST Temp Closed: 0 | 5 | 0 | 3 | 12457-133-004214 | EIDSON PETROLEUM, INC.
42008 | Currently in Use |  | 1990-11-01 |  | Petroleum | Other, 100% | Other | Retail | Single Wall, Steel | Steel | Coated & cathodic protection (sti-P3), Field installed cathodic protection, Interior lined (not allowed as a standalone method of corrosion protection) |  | Double Wall, Fiberglass reinforced plastic |  | 2014-06-01 |  | Catchment Basin, Single walled catchment basin | Automatic shutoff device At 95% full | Automatic shutoff device At 95% full |  |  | Automatic Tank Gauge |  | Automatic flow restrictor (MLLD), Containment Sump | Containment Sump | Interstitial Monitoring within Secondary Containment | MANUAL/VISUAL CHECK |  |  |  | UST Currently In Use: 5; UST Temp Close: 0; AST Currently In Use: 0; AST Temp Closed: 0 | 5 | 0 | 3 | 12457-133-004214 | EIDSON PETROLEUM, INC.
42009 | Currently in Use |  | 1990-11-01 |  | Petroleum | On road diesel | On road diesel | Retail | Single Wall, Steel | Steel | Coated & cathodic protection (sti-P3), Field installed cathodic protection, Interior lined (not allowed as a standalone method of corrosion protection) |  | Double Wall, Fiberglass reinforced plastic |  | 2014-06-01 |  | Catchment Basin, Single walled catchment basin | Automatic shutoff device At 95% full | Automatic shutoff device At 95% full |  |  | Automatic Tank Gauge |  | Automatic flow restrictor (MLLD), Containment Sump | Containment Sump | Interstitial Monitoring within Secondary Containment | MANUAL/VISUAL CHECK |  |  |  | UST Currently In Use: 5; UST Temp Close: 0; AST Currently In Use: 0; AST Temp Closed: 0 | 5 | 0 | 3 | 12457-133-004214 | EIDSON PETROLEUM, INC.
42010 | Currently in Use |  | 1989-09-01 |  | Petroleum | Unleaded gasoline | Unleaded gasoline | Retail | Steel | Steel | Coated & cathodic protection (sti-P3) |  | Fiberglass reinforced plastic |  |  |  | Catchment Basin, Single walled catchment basin | Automatic shutoff device At 95% full | Automatic shutoff device At 95% full |  |  | Automatic Tank Gauge |  | Automatic flow restrictor (MLLD) | Automatic flow restrictor (MLLD) |  |  | Annual line testing | Annual line testing |  | UST Currently In Use: 3; UST Temp Close: 0; AST Currently In Use: 0; AST Temp Closed: 0 | 3 | 0 | 0 | 25458-101-004268 | LIONS PRIDE PROPERTY INC
42011 | Permanently Closed | 1999-08-17 | 1986-06-01 | 1999-08-17 | Petroleum | On road diesel | On road diesel | Emergency Power Generator, Local Government | Fiberglass reinforced plastic | Fiberglass reinforced plastic |  |  | Steel |  | 1901-01-01 | None | [14 empty] | UST Currently In Use: 0; UST Temp Close: 0; AST Currently In Use: 0; AST Temp Closed: 0 | 0 | 0 | 1 | 11016-057-015100 | CITY OF FAYETTE
42012 | Currently in Use |  | 1991-04-28 |  | Petroleum | Unleaded gasoline | Unleaded gasoline | Retail | Steel | Steel | Coated & cathodic protection (sti-P3) |  | Fiberglass reinforced plastic |  |  |  | Catchment Basin, Single walled catchment basin | Flow Rest 90% Full | Flow Rest 90% Full | Interstitial Monitoring within Secondary Containment |  | Continuous Automatic Tank Gauge |  | Automatic flow restrictor (MLLD) | Automatic flow restrictor (MLLD) |  |  | Annual line testing | Annual line testing |  | UST Currently In Use: 1; UST Temp Close: 0; AST Currently In Use: 0; AST Temp Closed: 0 | 1 | 0 | 3 | 25961-001-009497 | PREM SUN NEIL LLC
42013 | Permanently Closed | 1994-10-17 | 1989-06-26 | 1994-11-01 | Petroleum | On road diesel | On road diesel |  | Fiberglass reinforced plastic | Fiberglass reinforced plastic |  |  | Fiberglass reinforced plastic |  | 1901-01-01 | Field installed cathodic protection | Catchment Basin, Single walled catchment basin | Flow Rest 90% Full | Flow Rest 90% Full |  |  | Automatic Tank Gauge | [8 empty] | UST Currently In Use: 0; UST Temp Close: 0; AST Currently In Use: 0; AST Temp Closed: 0 | 0 | 0 | 1 | 17390-103-015603 | EAST WEST TRANSPORT
42015 | Currently in Use |  | 1991-03-06 |  | Petroleum | Unleaded gasoline | Unleaded gasoline | Retail | Single Wall, Steel | Steel | Coated & cathodic protection (sti-P3) |  | Double Wall, Fiberglass reinforced plastic |  |  |  | Catchment Basin, Single walled catchment basin | Flow Rest 90% Full | Flow Rest 90% Full |  |  | Automatic Tank Gauge | Single walled submersible pump containment sump | Automatic flow restrictor (MLLD), Containment Sump | Containment Sump |  |  | Annual line testing | Annual line testing |  | UST Currently In Use: 3; UST Temp Close: 0; AST Currently In Use: 0; AST Temp Closed: 0 | 3 | 0 | 0 | 25946-133-015081 | ROBERT CAYSE
42016 | Currently in Use |  | 1991-03-06 |  | Petroleum | Premium gasoline | Premium gasoline | Retail | Single Wall, Steel | Steel | Coated & cathodic protection (sti-P3) |  | Double Wall, Fiberglass reinforced plastic |  |  |  | Catchment Basin, Single walled catchment basin | Flow Rest 90% Full | Flow Rest 90% Full |  |  | Automatic Tank Gauge | Single walled submersible pump containment sump | Automatic flow restrictor (MLLD), Containment Sump | Containment Sump |  |  | Annual line testing | Annual line testing |  | UST Currently In Use: 3; UST Temp Close: 0; AST Currently In Use: 0; AST Temp Closed: 0 | 3 | 0 | 0 | 25946-133-015081 | ROBERT CAYSE
42017 | Currently in Use |  | 1991-03-06 |  | Petroleum | On road diesel | On road diesel | Retail | Single Wall, Steel | Steel | Coated & cathodic protection (sti-P3) |  | Double Wall, Fiberglass reinforced plastic |  |  |  | Catchment Basin, Single walled catchment basin | Flow Rest 90% Full | Flow Rest 90% Full |  |  | Automatic Tank Gauge | Single walled submersible pump containment sump | Automatic flow restrictor (MLLD), Containment Sump | Containment Sump |  |  | Annual line testing | Annual line testing |  | UST Currently In Use: 3; UST Temp Close: 0; AST Currently In Use: 0; AST Temp Closed: 0 | 3 | 0 | 0 | 25946-133-015081 | ROBERT CAYSE
42018 | Permanently Closed | 1998-12-16 | 1985-01-01 | 1998-12-16 | Petroleum | Unleaded gasoline | Unleaded gasoline |  | Steel | Steel |  |  |  |  | 1901-01-01 | [15 empty] | UST Currently In Use: 0; UST Temp Close: 0; AST Currently In Use: 2; AST Temp Closed: 0 | 0 | 0 | 2 | 25141-003-015563 | BEAR POINT MARINA AND RESORT
42019 | Permanently Closed | 1998-12-16 | 1985-01-01 | 1998-12-16 | Petroleum | On road diesel | On road diesel |  | Steel | Steel |  |  |  |  | 1901-01-01 | [15 empty] | UST Currently In Use: 0; UST Temp Close: 0; AST Currently In Use: 2; AST Temp Closed: 0 | 0 | 0 | 2 | 25141-003-015563 | BEAR POINT MARINA AND RESORT
42020 | Permanently Closed | 2004-08-03 | 1991-04-26 | 2004-08-03 | Petroleum | Unleaded gasoline | Unleaded gasoline | Retail | Steel | Steel | Coated & cathodic protection (sti-P3) |  | Fiberglass reinforced plastic |  | 1901-01-01 | None | Catchment Basin, Single walled catchment basin | Flow Rest 90% Full | Flow Rest 90% Full |  |  | Automatic Tank Gauge | [5 empty] | Annual line testing | Annual line testing |  | UST Currently In Use: 0; UST Temp Close: 0; AST Currently In Use: 0; AST Temp Closed: 0 | 0 | 0 | 8 | 21918-003-007807 | GULF TIDE DEVELOPMENT LLC
42021 | Permanently Closed | 2004-08-03 | 1991-04-26 | 2004-08-03 | Petroleum | Mid-grade gasoline | Mid-grade gasoline | Retail | Steel | Steel | Coated & cathodic protection (sti-P3) |  | Fiberglass reinforced plastic |  | 1901-01-01 | None | Catchment Basin, Single walled catchment basin | Flow Rest 90% Full | Flow Rest 90% Full |  |  | Automatic Tank Gauge | [5 empty] | Annual line testing | Annual line testing |  | UST Currently In Use: 0; UST Temp Close: 0; AST Currently In Use: 0; AST Temp Closed: 0 | 0 | 0 | 8 | 21918-003-007807 | GULF TIDE DEVELOPMENT LLC
42022 | Permanently Closed | 2004-08-03 | 1991-04-26 | 2004-08-03 | Petroleum | Premium gasoline | Premium gasoline | Retail | Steel | Steel | Coated & cathodic protection (sti-P3) |  | Fiberglass reinforced plastic |  | 1901-01-01 | None | Catchment Basin, Single walled catchment basin | Flow Rest 90% Full | Flow Rest 90% Full |  |  | Automatic Tank Gauge | [5 empty] | Annual line testing | Annual line testing |  | UST Currently In Use: 0; UST Temp Close: 0; AST Currently In Use: 0; AST Temp Closed: 0 | 0 | 0 | 8 | 21918-003-007807 | GULF TIDE DEVELOPMENT LLC
42023 | Currently in Use |  | 1991-04-15 |  | Petroleum | Unleaded gasoline | Unleaded gasoline | Retail | Steel | Steel | Coated & cathodic protection (sti-P3) |  | Fiberglass reinforced plastic |  |  |  | Catchment Basin, Single walled catchment basin | Flow Rest 90% Full | Flow Rest 90% Full |  |  | Continuous Automatic Tank Gauge |  | Automatic flow restrictor (MLLD) | Automatic flow restrictor (MLLD) |  |  | Annual line testing | Annual line testing |  | UST Currently In Use: 3; UST Temp Close: 0; AST Currently In Use: 0; AST Temp Closed: 0 | 3 | 0 | 5 | 25894-097-010933 | RUMANA TASNIM
42024 | Currently in Use |  | 1991-04-15 |  | Petroleum | Premium gasoline | Premium gasoline | Retail | Steel | Steel | Coated & cathodic protection (sti-P3) |  | Fiberglass reinforced plastic |  |  |  | Catchment Basin, Single walled catchment basin | Flow Rest 90% Full | Flow Rest 90% Full |  |  | Continuous Automatic Tank Gauge |  | Automatic flow restrictor (MLLD) | Automatic flow restrictor (MLLD) |  |  | Annual line testing | Annual line testing |  | UST Currently In Use: 3; UST Temp Close: 0; AST Currently In Use: 0; AST Temp Closed: 0 | 3 | 0 | 5 | 25894-097-010933 | RUMANA TASNIM
42025 | Currently in Use |  | 1991-04-15 |  | Petroleum | Ethanol free gasoline | Ethanol free gasoline | Retail | Steel | Steel | Coated & cathodic protection (sti-P3) |  | Fiberglass reinforced plastic |  |  |  | Catchment Basin, Single walled catchment basin | Flow Rest 90% Full | Flow Rest 90% Full |  |  | Continuous Automatic Tank Gauge |  | Automatic flow restrictor (MLLD) | Automatic flow restrictor (MLLD) |  |  | Annual line testing | Annual line testing |  | UST Currently In Use: 3; UST Temp Close: 0; AST Currently In Use: 0; AST Temp Closed: 0 | 3 | 0 | 5 | 25894-097-010933 | RUMANA TASNIM
42026 | Permanently Closed | 2023-10-31 | 1991-03-12 | 2024-06-14 | Petroleum | Unleaded gasoline | Unleaded gasoline | Retail | Single Wall, Steel | Steel | Coated & cathodic protection (sti-P3) |  | Fiberglass reinforced plastic, Single Wall |  |  | Other, FLXS BOOTD | Catchment Basin, Single walled catchment basin | Audible high level alarm At 90% full, Flow Rest 90% Full | Flow Rest 90% Full |  |  | Continuous Automatic Tank Gauge |  | Automatic flow restrictor (MLLD) | Automatic flow restrictor (MLLD) |  |  | Annual line testing | Annual line testing |  | UST Currently In Use: 0; UST Temp Close: 0; AST Currently In Use: 0; AST Temp Closed: 0 | 0 | 0 | 3 | 22176-117-015440 | Circle K Stores, Inc.
42027 | Permanently Closed | 2023-10-31 | 1991-03-12 | 2024-06-14 | Petroleum | Mid-grade gasoline | Mid-grade gasoline | Retail | Single Wall, Steel | Steel | Coated & cathodic protection (sti-P3) |  | Fiberglass reinforced plastic, Single Wall |  |  | Other, FLXS BOOTD | Catchment Basin, Single walled catchment basin | Audible high level alarm At 90% full, Flow Rest 90% Full | Flow Rest 90% Full |  |  | Continuous Automatic Tank Gauge |  | Automatic flow restrictor (MLLD) | Automatic flow restrictor (MLLD) |  |  | Annual line testing | Annual line testing |  | UST Currently In Use: 0; UST Temp Close: 0; AST Currently In Use: 0; AST Temp Closed: 0 | 0 | 0 | 3 | 22176-117-015440 | Circle K Stores, Inc.
42028 | Permanently Closed | 2024-10-31 | 1991-03-12 | 2024-06-14 | Petroleum | Premium gasoline | Premium gasoline | Retail | Single Wall, Steel | Steel | Coated & cathodic protection (sti-P3) |  | Fiberglass reinforced plastic, Single Wall |  |  | Other, FLXS BOOTD | Catchment Basin, Single walled catchment basin | Audible high level alarm At 90% full, Automatic shutoff device At 95% full | Automatic shutoff device At 95% full |  |  | Continuous Automatic Tank Gauge |  | Automatic flow restrictor (MLLD) | Automatic flow restrictor (MLLD) |  |  | Annual line testing | Annual line testing |  | UST Currently In Use: 0; UST Temp Close: 0; AST Currently In Use: 0; AST Temp Closed: 0 | 0 | 0 | 3 | 22176-117-015440 | Circle K Stores, Inc.
42029 | Permanently Closed | 1994-07-26 | 1901-01-01 | 1998-10-01 | Petroleum | On road diesel | On road diesel |  | Steel | Steel |  | Painted or None | Steel |  | 1901-01-01 | [6 empty] | Other | [5 empty] | Annual line testing | Annual line testing |  | UST Currently In Use: 0; UST Temp Close: 0; AST Currently In Use: 0; AST Temp Closed: 0 | 0 | 0 | 11 | 25779-111-013259 | TOWN OF WADLEY
42030 | Permanently Closed | 1994-07-26 | 1901-01-01 | 1998-10-01 | Petroleum | Unleaded gasoline | Unleaded gasoline |  | Steel | Steel |  | Painted or None | Steel |  | 1901-01-01 | [12 empty] | Annual line testing | Annual line testing |  | UST Currently In Use: 0; UST Temp Close: 0; AST Currently In Use: 0; AST Temp Closed: 0 | 0 | 0 | 11 | 25779-111-013259 | TOWN OF WADLEY
42031 | Permanently Closed | 1994-07-26 | 1901-01-01 | 1998-10-01 | Petroleum | Unleaded gasoline | Unleaded gasoline |  | Steel | Steel |  | Painted or None | Steel |  | 1901-01-01 | [12 empty] | Annual line testing | Annual line testing |  | UST Currently In Use: 0; UST Temp Close: 0; AST Currently In Use: 0; AST Temp Closed: 0 | 0 | 0 | 11 | 25779-111-013259 | TOWN OF WADLEY
42032 | Temporary Closed | 2023-01-20 | 1991-04-26 |  | Petroleum | On road diesel | On road diesel | Farm/Residential tank Less Than 1100 gal (Not Regulated) | Steel | Steel | Coated & cathodic protection (sti-P3) |  | Fiberglass reinforced plastic |  |  |  | Catchment Basin, Single walled catchment basin | Flow Rest 90% Full | Flow Rest 90% Full |  |  | Statistical Inventory Reconciliation (SIR) | [8 empty] | UST Currently In Use: 0; UST Temp Close: 1; AST Currently In Use: 0; AST Temp Closed: 0 | 0 | 1 | 0 | 17410-039-015564 | CARTER CONTRACTING SERVICES INC.
42033 | Permanently Closed | 1992-01-03 | 1987-09-01 | 1992-01-03 | Petroleum | On road diesel | On road diesel |  | Steel | Steel |  | Painted or None | Steel |  | 1901-01-01 | [15 empty] | UST Currently In Use: 0; UST Temp Close: 0; AST Currently In Use: 0; AST Temp Closed: 0 | 0 | 0 | 5 | 13204-005-000725 | M C DIXON LUMBER CO
42034 | Currently in Use |  | 1975-01-01 |  | Petroleum | Unleaded gasoline | Unleaded gasoline | Retail | Single Wall, Steel | Steel | Field installed cathodic protection |  | Single Wall, Steel |  | 1901-01-01 | Field installed cathodic protection | Catchment Basin, Single walled catchment basin | Automatic shutoff device At 95% full | Automatic shutoff device At 95% full |  |  | Continuous Automatic Tank Gauge | [8 empty] | UST Currently In Use: 3; UST Temp Close: 0; AST Currently In Use: 0; AST Temp Closed: 0 | 3 | 0 | 0 | 17363-073-015442 | DON HODGENS
42035 | Currently in Use |  | 1975-01-01 |  | Petroleum | Unleaded gasoline | Unleaded gasoline | Retail | Single Wall, Steel | Steel | Field installed cathodic protection |  | Single Wall, Steel |  | 1901-01-01 | Field installed cathodic protection | Catchment Basin, Single walled catchment basin | Automatic shutoff device At 95% full | Automatic shutoff device At 95% full |  |  | Continuous Automatic Tank Gauge | [8 empty] | UST Currently In Use: 3; UST Temp Close: 0; AST Currently In Use: 0; AST Temp Closed: 0 | 3 | 0 | 0 | 17363-073-015442 | DON HODGENS
42036 | Currently in Use |  | 1975-01-01 |  | Petroleum | Mid-grade gasoline | Mid-grade gasoline | Retail | Single Wall, Steel | Steel | Field installed cathodic protection |  | Single Wall, Steel |  | 1901-01-01 | Field installed cathodic protection | Catchment Basin, Single walled catchment basin | Automatic shutoff device At 95% full | Automatic shutoff device At 95% full |  |  | Continuous Automatic Tank Gauge | [8 empty] | UST Currently In Use: 3; UST Temp Close: 0; AST Currently In Use: 0; AST Temp Closed: 0 | 3 | 0 | 0 | 17363-073-015442 | DON HODGENS
42037 | Permanently Closed | 2003-05-22 | 1990-12-05 | 2004-04-20 | Petroleum | Unleaded gasoline | Unleaded gasoline | Industrial | Fiberglass reinforced plastic | Fiberglass reinforced plastic |  |  | Fiberglass reinforced plastic |  | 1901-01-01 | None | Catchment Basin, Single walled catchment basin | Automatic shutoff device At 95% full | Automatic shutoff device At 95% full |  |  | Statistical Inventory Reconciliation (SIR) | [8 empty] | UST Currently In Use: 0; UST Temp Close: 0; AST Currently In Use: 2; AST Temp Closed: 0 | 0 | 0 | 2 | 11570-073-015441 | DUNN CONSTRUCTION CO INC
42038 | Permanently Closed | 2003-05-22 | 1990-12-05 | 2004-04-20 | Petroleum | On road diesel | On road diesel | Industrial | Fiberglass reinforced plastic | Fiberglass reinforced plastic |  |  | Fiberglass reinforced plastic |  | 1901-01-01 | None | Catchment Basin, Single walled catchment basin | Automatic shutoff device At 95% full | Automatic shutoff device At 95% full |  |  | Statistical Inventory Reconciliation (SIR) | [8 empty] | UST Currently In Use: 0; UST Temp Close: 0; AST Currently In Use: 2; AST Temp Closed: 0 | 0 | 0 | 2 | 11570-073-015441 | DUNN CONSTRUCTION CO INC
42039 | Currently in Use |  | 1991-03-14 |  | Petroleum | Unleaded gasoline | Unleaded gasoline | Industrial | Single Wall, Steel | Steel | Coated & cathodic protection (sti-P3) |  | Fiberglass reinforced plastic, Single Wall |  |  |  | Catchment Basin, Single walled catchment basin | Automatic shutoff device At 95% full | Automatic shutoff device At 95% full |  |  | Continuous Automatic Tank Gauge | [8 empty] | UST Currently In Use: 2; UST Temp Close: 0; AST Currently In Use: 0; AST Temp Closed: 0 | 2 | 0 | 0 | 10125-073-015444 | SPIRE ALABAMA INC.
42040 | Currently in Use |  | 1988-11-04 |  | Petroleum | Unleaded gasoline | Unleaded gasoline | Industrial | Fiberglass reinforced plastic | Fiberglass reinforced plastic |  |  | Fiberglass reinforced plastic |  | 1901-01-01 |  | Catchment Basin, Single walled catchment basin | Audible high level alarm At 90% full, Automatic shutoff device At 95% full | Automatic shutoff device At 95% full |  |  | Continuous Automatic Tank Gauge | [8 empty] | UST Currently In Use: 1; UST Temp Close: 0; AST Currently In Use: 0; AST Temp Closed: 0 | 1 | 0 | 0 | 10125-081-015445 | SPIRE ALABAMA INC.
42041 | Currently in Use |  | 1991-06-03 |  | Petroleum | Unleaded gasoline | Unleaded gasoline | Retail | Steel | Steel | Coated & cathodic protection (sti-P3) |  | Steel, FIBCOATED |  |  | Other, SECONDARY | Catchment Basin, Single walled catchment basin | Flow Rest 90% Full | Flow Rest 90% Full |  |  | Continuous Automatic Tank Gauge |  | Automatic shutoff device (AELLD) | Automatic shutoff device (AELLD) | [5 empty] | UST Currently In Use: 4; UST Temp Close: 0; AST Currently In Use: 0; AST Temp Closed: 0 | 4 | 0 | 4 | 25384-049-012700 | SRUJAL PATEL
42042 | Currently in Use |  | 1991-06-03 |  | Petroleum | Unleaded gasoline | Unleaded gasoline | Retail | Steel | Steel | Coated & cathodic protection (sti-P3) |  | Steel, FIBCOATED |  |  | Other, SECONDARY | Catchment Basin, Single walled catchment basin | Flow Rest 90% Full | Flow Rest 90% Full |  |  | Continuous Automatic Tank Gauge |  | Automatic shutoff device (AELLD) | Automatic shutoff device (AELLD) | [5 empty] | UST Currently In Use: 4; UST Temp Close: 0; AST Currently In Use: 0; AST Temp Closed: 0 | 4 | 0 | 4 | 25384-049-012700 | SRUJAL PATEL
42043 | Currently in Use |  | 1991-06-03 |  | Petroleum | Premium gasoline | Premium gasoline | Retail | Steel | Steel | Coated & cathodic protection (sti-P3) |  | Steel, FIBCOATED |  |  | Other, SECONDARY | Catchment Basin, Single walled catchment basin | Flow Rest 90% Full | Flow Rest 90% Full |  |  | Continuous Automatic Tank Gauge |  | Automatic shutoff device (AELLD) | Automatic shutoff device (AELLD) | [5 empty] | UST Currently In Use: 4; UST Temp Close: 0; AST Currently In Use: 0; AST Temp Closed: 0 | 4 | 0 | 4 | 25384-049-012700 | SRUJAL PATEL
42044 | Currently in Use |  | 1991-06-03 |  | Petroleum | On road diesel | On road diesel | Retail | Steel | Steel | Coated & cathodic protection (sti-P3) |  | Steel, FIBCOATED |  |  | Other, SECONDARY | Catchment Basin, Single walled catchment basin | Flow Rest 90% Full | Flow Rest 90% Full |  |  | Continuous Automatic Tank Gauge | [8 empty] | UST Currently In Use: 4; UST Temp Close: 0; AST Currently In Use: 0; AST Temp Closed: 0 | 4 | 0 | 4 | 25384-049-012700 | SRUJAL PATEL
42045 | Permanently Closed | 1997-10-01 | 1991-01-21 | 1997-07-31 | Petroleum | Unleaded gasoline | Unleaded gasoline |  | Fiberglass coated steel | Fiberglass coated steel |  |  | Steel |  | 1901-01-01 | [6 empty] | Manual Tank Gauging (only tanks 1000 gal. or less and 48” or 64” in diameter) | [8 empty] | UST Currently In Use: 0; UST Temp Close: 0; AST Currently In Use: 0; AST Temp Closed: 0 | 0 | 0 | 2 | 17391-077-015604 | ALBERT MCCONNELL BUILDERS INC
42046 | Permanently Closed | 1997-10-01 | 1991-01-21 | 1997-07-31 | Petroleum | On road diesel | On road diesel |  | Fiberglass coated steel | Fiberglass coated steel |  |  | Steel |  | 1901-01-01 | [6 empty] | Manual Tank Gauging (only tanks 1000 gal. or less and 48” or 64” in diameter) | [8 empty] | UST Currently In Use: 0; UST Temp Close: 0; AST Currently In Use: 0; AST Temp Closed: 0 | 0 | 0 | 2 | 17391-077-015604 | ALBERT MCCONNELL BUILDERS INC
42047 | Currently in Use |  | 1991-03-26 |  | Petroleum | Unleaded gasoline | Unleaded gasoline | Retail | Single Wall, Steel | Steel | Coated & cathodic protection (sti-P3) |  | Double Wall, Fiberglass reinforced plastic, 2 PIECES |  |  | Galvanic Cathodic, FLEX CONNS | Catchment Basin, Single walled catchment basin | Automatic shutoff device At 95% full | Automatic shutoff device At 95% full |  |  | Continuous Automatic Tank Gauge |  | Automatic shutoff device (AELLD) | Automatic shutoff device (AELLD) | [5 empty] | UST Currently In Use: 3; UST Temp Close: 0; AST Currently In Use: 0; AST Temp Closed: 0 | 3 | 0 | 0 | 17429-073-015446 | SNAX CORP
42048 | Currently in Use |  | 1991-03-26 |  | Petroleum | Premium gasoline | Premium gasoline | Retail | Single Wall, Steel | Steel | Coated & cathodic protection (sti-P3) |  | Double Wall, Fiberglass reinforced plastic, 2 PIECES |  |  | Galvanic Cathodic, FLEX CONNS | Catchment Basin, Single walled catchment basin | Automatic shutoff device At 95% full | Automatic shutoff device At 95% full |  |  | Continuous Automatic Tank Gauge |  | Automatic shutoff device (AELLD) | Automatic shutoff device (AELLD) | [5 empty] | UST Currently In Use: 3; UST Temp Close: 0; AST Currently In Use: 0; AST Temp Closed: 0 | 3 | 0 | 0 | 17429-073-015446 | SNAX CORP
42049 | Currently in Use |  | 1991-03-26 |  | Petroleum | On road diesel | On road diesel | Retail | Single Wall, Steel | Steel | Coated & cathodic protection (sti-P3) |  | Double Wall, Fiberglass reinforced plastic, 2 PIECES |  |  | Galvanic Cathodic, FLEX CONNS | Catchment Basin, Single walled catchment basin | Automatic shutoff device At 95% full | Automatic shutoff device At 95% full |  |  | Continuous Automatic Tank Gauge |  | Automatic shutoff device (AELLD) | Automatic shutoff device (AELLD) | [5 empty] | UST Currently In Use: 3; UST Temp Close: 0; AST Currently In Use: 0; AST Temp Closed: 0 | 3 | 0 | 0 | 17429-073-015446 | SNAX CORP
42050 | Currently in Use |  | 1984-12-01 |  | Petroleum | On road diesel | On road diesel | Industrial | Single Wall, Steel | Steel | Coated & cathodic protection (sti-P3), Field installed cathodic protection |  | Single Wall, Steel |  |  | Field installed cathodic protection | Catchment Basin, Single walled catchment basin | Automatic shutoff device At 95% full | Automatic shutoff device At 95% full |  |  | Automatic Tank Gauge | [7 empty] | Suction Piping | UST Currently In Use: 1; UST Temp Close: 0; AST Currently In Use: 0; AST Temp Closed: 0 | 1 | 0 | 0 | 17431-073-015447 | CITY WHOLESALE GROCERY
42051 | Permanently Closed | 1996-03-01 | 1988-07-06 | 1996-04-23 | Petroleum | Unleaded gasoline | Unleaded gasoline |  | Steel | Steel | Coated & cathodic protection (sti-P3) |  | Steel |  | 1901-01-01 | [6 empty] | Manual Tank Gauging (only tanks 1000 gal. or less and 48” or 64” in diameter) | [8 empty] | UST Currently In Use: 0; UST Temp Close: 0; AST Currently In Use: 0; AST Temp Closed: 0 | 0 | 0 | 1 | 17432-009-015448 | COMMUNITY BANCSHARES
42052 | Permanently Closed | 2002-04-03 | 1987-01-03 | 2002-04-03 | Petroleum | Unleaded gasoline | Unleaded gasoline |  | Steel | Steel | Coated & cathodic protection (sti-P3) |  | Steel, STEEL DW |  | 1901-01-01 |  | Catchment Basin, Single walled catchment basin | Automatic shutoff device At 95% full | Automatic shutoff device At 95% full | [11 empty] | UST Currently In Use: 0; UST Temp Close: 0; AST Currently In Use: 0; AST Temp Closed: 0 | 0 | 0 | 1 | 17433-117-015449 | VULCAN THREADED PRODUCTS INC
42053 | Permanently Closed | 1991-12-26 | 1978-05-01 | 1991-12-26 | Petroleum | On road diesel | On road diesel | Emergency Power Generator, State/Federal Government | Steel | Steel |  |  | Steel |  | 1901-01-01 | [15 empty] | UST Currently In Use: 0; UST Temp Close: 0; AST Currently In Use: 0; AST Temp Closed: 0 | 0 | 0 | 1 | 11818-073-015650 | FEDERAL COMMUNICATIONS COMMISSION
42054 | Currently in Use |  | 1991-04-25 |  | Petroleum | Unleaded gasoline | Unleaded gasoline | Local Government | Single Wall, Steel | Steel | Coated & cathodic protection (sti-P3) |  | Double Wall, Fiberglass reinforced plastic |  | 2014-05-19 | Other, FLXS ISOLA | Catchment Basin, Single walled catchment basin | Flow Rest 90% Full | Flow Rest 90% Full |  |  | Continuous Automatic Tank Gauge, Statistical Inventory Reconciliation (SIR) |  | Automatic flow restrictor (MLLD), Containment Sump | Containment Sump | Interstitial Monitoring within Secondary Containment | MANUAL/VISUAL CHECK | Continuous alarm system | Continuous alarm system |  | UST Currently In Use: 2; UST Temp Close: 0; AST Currently In Use: 0; AST Temp Closed: 0 | 2 | 0 | 0 | 15375-131-015565 | WILCOX COUNTY COMMISSION
42055 | Permanently Closed | 1996-12-30 | 1960-08-01 | 1996-12-30 | Petroleum | On road diesel | On road diesel | Emergency Power Generator, Local Government | Steel | Steel |  | Painted or None | Steel |  | 1901-01-01 | [15 empty] | UST Currently In Use: 0; UST Temp Close: 0; AST Currently In Use: 0; AST Temp Closed: 0 | 0 | 0 | 1 | 17309-095-001123 | MARSHALL COUNTY COMMISSION
42057 | Temporary Closed | 2011-10-25 | 1991-06-01 |  | Petroleum | Unleaded gasoline | Unleaded gasoline | Retail | Steel | Steel | Coated & cathodic protection (sti-P3) |  | Fiberglass reinforced plastic |  |  |  | Catchment Basin, Single walled catchment basin | Flow Rest 90% Full | Flow Rest 90% Full |  |  | Statistical Inventory Reconciliation (SIR) | [8 empty] | UST Currently In Use: 0; UST Temp Close: 1; AST Currently In Use: 0; AST Temp Closed: 0 | 0 | 1 | 0 | 17412-041-015566 | CARL MATHEWS
42058 | Currently in Use |  | 1991-04-08 |  | Petroleum | On road diesel | On road diesel | Emergency Power Generator, Local Government | Fiberglass reinforced plastic | Fiberglass reinforced plastic |  |  | Fiberglass reinforced plastic |  | 1901-01-01 | None | Catchment Basin, Single walled catchment basin | Automatic shutoff device At 95% full, Flow Rest 90% Full | Flow Rest 90% Full |  |  | Automatic Tank Gauge | [8 empty] | UST Currently In Use: 1; UST Temp Close: 0; AST Currently In Use: 0; AST Temp Closed: 0 | 1 | 0 | 0 | 17344-113-015467 | PHENIX CITY DEPT OF PUBLIC UTILITIES
42059 | Currently in Use |  | 1991-04-23 |  | Petroleum | Unleaded gasoline | Unleaded gasoline | Retail | Steel | Steel | Coated & cathodic protection (sti-P3) |  | Fiberglass reinforced plastic |  | 1901-01-01 |  | Catchment Basin, Single walled catchment basin | Flow Rest 90% Full | Flow Rest 90% Full |  |  | Continuous Automatic Tank Gauge |  | Automatic flow restrictor (MLLD) | Automatic flow restrictor (MLLD) |  |  | Annual line testing | Annual line testing |  | UST Currently In Use: 3; UST Temp Close: 0; AST Currently In Use: 0; AST Temp Closed: 0 | 3 | 0 | 0 | 20760-123-015468 | LAKE MARTIN, INC
42060 | Currently in Use |  | 1991-04-23 |  | Petroleum | Mid-grade gasoline | Mid-grade gasoline | Retail | Steel | Steel | Coated & cathodic protection (sti-P3) |  | Fiberglass reinforced plastic |  | 1901-01-01 |  | Catchment Basin, Single walled catchment basin | Flow Rest 90% Full | Flow Rest 90% Full |  |  | Continuous Automatic Tank Gauge |  | Automatic flow restrictor (MLLD) | Automatic flow restrictor (MLLD) |  |  | Annual line testing | Annual line testing |  | UST Currently In Use: 3; UST Temp Close: 0; AST Currently In Use: 0; AST Temp Closed: 0 | 3 | 0 | 0 | 20760-123-015468 | LAKE MARTIN, INC
42061 | Currently in Use |  | 1991-04-23 |  | Petroleum | Premium gasoline | Premium gasoline | Retail | Steel | Steel | Coated & cathodic protection (sti-P3) |  | Fiberglass reinforced plastic |  | 1901-01-01 |  | Catchment Basin, Single walled catchment basin | Flow Rest 90% Full | Flow Rest 90% Full |  |  | Continuous Automatic Tank Gauge |  | Automatic flow restrictor (MLLD) | Automatic flow restrictor (MLLD) |  |  | Annual line testing | Annual line testing |  | UST Currently In Use: 3; UST Temp Close: 0; AST Currently In Use: 0; AST Temp Closed: 0 | 3 | 0 | 0 | 20760-123-015468 | LAKE MARTIN, INC
42062 | Permanently Closed | 2003-10-22 | 1991-04-01 | 2003-10-22 | Petroleum | Unleaded gasoline | Unleaded gasoline | Retail | Steel | Steel | Coated & cathodic protection (sti-P3) |  | Flexible |  | 1901-01-01 | None | Catchment Basin, Single walled catchment basin | Flow Rest 90% Full | Flow Rest 90% Full | [8 empty] | Annual line testing | Annual line testing |  | UST Currently In Use: 0; UST Temp Close: 0; AST Currently In Use: 0; AST Temp Closed: 0 | 0 | 0 | 5 | 21492-081-015469 | COPELAND ONE LLC
42063 | Permanently Closed | 2003-10-22 | 1991-04-01 | 2003-10-22 | Petroleum | Unleaded gasoline | Unleaded gasoline | Retail | Steel | Steel | Coated & cathodic protection (sti-P3) |  | Flexible |  | 1901-01-01 | None | Catchment Basin, Single walled catchment basin | Flow Rest 90% Full | Flow Rest 90% Full | [8 empty] | Annual line testing | Annual line testing |  | UST Currently In Use: 0; UST Temp Close: 0; AST Currently In Use: 0; AST Temp Closed: 0 | 0 | 0 | 5 | 21492-081-015469 | COPELAND ONE LLC
42064 | Permanently Closed | 2003-10-22 | 1991-04-01 | 2003-10-22 | Petroleum | Mid-grade gasoline | Mid-grade gasoline | Retail | Steel | Steel | Coated & cathodic protection (sti-P3) |  | Flexible |  | 1901-01-01 | None | Catchment Basin, Single walled catchment basin | Flow Rest 90% Full | Flow Rest 90% Full | [8 empty] | Annual line testing | Annual line testing |  | UST Currently In Use: 0; UST Temp Close: 0; AST Currently In Use: 0; AST Temp Closed: 0 | 0 | 0 | 5 | 21492-081-015469 | COPELAND ONE LLC
42065 | Permanently Closed | 2003-10-22 | 1991-04-01 | 2003-10-22 | Petroleum | Premium gasoline | Premium gasoline | Retail | Steel | Steel | Coated & cathodic protection (sti-P3) |  | Flexible |  | 1901-01-01 | None | Catchment Basin, Single walled catchment basin | Flow Rest 90% Full | Flow Rest 90% Full | [8 empty] | Annual line testing | Annual line testing |  | UST Currently In Use: 0; UST Temp Close: 0; AST Currently In Use: 0; AST Temp Closed: 0 | 0 | 0 | 5 | 21492-081-015469 | COPELAND ONE LLC
42066 | Permanently Closed | 2003-10-22 | 1991-04-01 | 2003-10-22 | Petroleum | On road diesel | On road diesel | Retail | Steel | Steel | Coated & cathodic protection (sti-P3) |  | Flexible |  | 1901-01-01 | None | Catchment Basin, Single walled catchment basin | Flow Rest 90% Full | Flow Rest 90% Full | [8 empty] | Annual line testing | Annual line testing |  | UST Currently In Use: 0; UST Temp Close: 0; AST Currently In Use: 0; AST Temp Closed: 0 | 0 | 0 | 5 | 21492-081-015469 | COPELAND ONE LLC
42067 | Currently in Use |  | 1990-12-11 |  | Petroleum | On road diesel | On road diesel | State/federal government | Fiberglass reinforced plastic | Fiberglass reinforced plastic |  |  | Fiberglass reinforced plastic |  | 1901-01-01 | None | Catchment Basin, Single walled catchment basin | Flow Rest 90% Full | Flow Rest 90% Full | Interstitial Monitoring within Secondary Containment |  | Automatic Tank Gauge | [8 empty] | UST Currently In Use: 4; UST Temp Close: 0; AST Currently In Use: 0; AST Temp Closed: 0 | 4 | 0 | 6 | 15177-101-009778 | CENTRAL AL VET HEALTH CARE SYSTEMS
42068 | Currently in Use |  | 1990-12-11 |  | Petroleum | On road diesel | On road diesel | State/federal government | Fiberglass reinforced plastic | Fiberglass reinforced plastic |  |  | Fiberglass reinforced plastic |  | 1901-01-01 | None | Catchment Basin, Single walled catchment basin | Flow Rest 90% Full | Flow Rest 90% Full | Interstitial Monitoring within Secondary Containment |  | Automatic Tank Gauge | [8 empty] | UST Currently In Use: 4; UST Temp Close: 0; AST Currently In Use: 0; AST Temp Closed: 0 | 4 | 0 | 6 | 15177-101-009778 | CENTRAL AL VET HEALTH CARE SYSTEMS
42069 | Currently in Use |  | 1990-12-11 |  | Petroleum | Unleaded gasoline | Unleaded gasoline | State/federal government | Fiberglass reinforced plastic | Fiberglass reinforced plastic |  |  | Fiberglass reinforced plastic |  | 1901-01-01 | None | Catchment Basin, Single walled catchment basin | Flow Rest 90% Full | Flow Rest 90% Full | Interstitial Monitoring within Secondary Containment |  | Automatic Tank Gauge | [8 empty] | UST Currently In Use: 4; UST Temp Close: 0; AST Currently In Use: 0; AST Temp Closed: 0 | 4 | 0 | 6 | 15177-101-009778 | CENTRAL AL VET HEALTH CARE SYSTEMS
42070 | Currently in Use |  | 1990-10-02 |  | Petroleum | On road diesel | On road diesel | Emergency Power Generator, State/Federal Government | Fiberglass reinforced plastic | Fiberglass reinforced plastic |  |  | Fiberglass reinforced plastic |  | 1901-01-01 | None | Catchment Basin, Single walled catchment basin | Flow Rest 90% Full | Flow Rest 90% Full | Interstitial Monitoring within Secondary Containment |  | Automatic Tank Gauge | [8 empty] | UST Currently In Use: 4; UST Temp Close: 0; AST Currently In Use: 0; AST Temp Closed: 0 | 4 | 0 | 6 | 15177-101-009778 | CENTRAL AL VET HEALTH CARE SYSTEMS
42071 | Permanently Closed | 2020-04-22 | 1991-06-03 | 2020-04-22 | Petroleum | On road diesel | On road diesel | Retail | Single Wall, Steel | Steel | Coated & cathodic protection (sti-P3), Field installed cathodic protection |  | Fiberglass reinforced plastic, Single Wall |  |  |  | Catchment Basin, Single walled catchment basin | Flow Rest 90% Full | Flow Rest 90% Full |  |  | Continuous Automatic Tank Gauge, Statistical Inventory Reconciliation (SIR) | [8 empty] | UST Currently In Use: 0; UST Temp Close: 0; AST Currently In Use: 0; AST Temp Closed: 0 | 0 | 0 | 6 | 17394-083-014457 | MARK CARTER
42072 | Permanently Closed | 2020-04-22 | 1991-06-03 | 2020-04-22 | Petroleum | Kerosene | Kerosene | Retail | Single Wall, Steel | Steel | Coated & cathodic protection (sti-P3), Field installed cathodic protection |  | Fiberglass reinforced plastic, Single Wall |  |  |  | Catchment Basin, Single walled catchment basin | Flow Rest 90% Full | Flow Rest 90% Full |  |  | Continuous Automatic Tank Gauge, Statistical Inventory Reconciliation (SIR) | [8 empty] | UST Currently In Use: 0; UST Temp Close: 0; AST Currently In Use: 0; AST Temp Closed: 0 | 0 | 0 | 6 | 17394-083-014457 | MARK CARTER
42073 | Permanently Closed | 2001-01-26 | 1991-05-27 | 2001-01-26 | Petroleum | Unleaded gasoline | Unleaded gasoline |  | Fiberglass reinforced plastic | Fiberglass reinforced plastic |  |  | Fiberglass reinforced plastic |  | 1901-01-01 | Other, DOUBLEWALL | Catchment Basin, Single walled catchment basin | Audible high level alarm At 90% full, Flow Rest 90% Full | Flow Rest 90% Full | Interstitial Monitoring within Secondary Containment | [5 empty] | Interstitial Monitoring within Secondary Containment |  | Annual line testing | Annual line testing |  | UST Currently In Use: 0; UST Temp Close: 0; AST Currently In Use: 0; AST Temp Closed: 0 | 0 | 0 | 8 | 12930-095-000806 | CONOCO OIL CO/TOM HOLTY
42074 | Permanently Closed | 2001-01-26 | 1991-05-27 | 2001-01-26 | Petroleum | Unleaded gasoline | Unleaded gasoline |  | Fiberglass reinforced plastic | Fiberglass reinforced plastic |  |  | Fiberglass reinforced plastic |  | 1901-01-01 | Other, DOUBLEWALL | Catchment Basin, Single walled catchment basin | Audible high level alarm At 90% full, Flow Rest 90% Full | Flow Rest 90% Full | Interstitial Monitoring within Secondary Containment | [5 empty] | Interstitial Monitoring within Secondary Containment |  | Annual line testing | Annual line testing |  | UST Currently In Use: 0; UST Temp Close: 0; AST Currently In Use: 0; AST Temp Closed: 0 | 0 | 0 | 8 | 12930-095-000806 | CONOCO OIL CO/TOM HOLTY
42075 | Permanently Closed | 2001-01-26 | 1991-05-27 | 2001-01-26 | Petroleum | Unleaded gasoline | Unleaded gasoline |  | Fiberglass reinforced plastic | Fiberglass reinforced plastic |  |  | Fiberglass reinforced plastic |  | 1901-01-01 | Other, DOUBLEWALL | Catchment Basin, Single walled catchment basin | Audible high level alarm At 90% full, Flow Rest 90% Full | Flow Rest 90% Full | Interstitial Monitoring within Secondary Containment | [5 empty] | Interstitial Monitoring within Secondary Containment |  | Annual line testing | Annual line testing |  | UST Currently In Use: 0; UST Temp Close: 0; AST Currently In Use: 0; AST Temp Closed: 0 | 0 | 0 | 8 | 12930-095-000806 | CONOCO OIL CO/TOM HOLTY
42076 | Permanently Closed | 2001-01-26 | 1991-05-27 | 2001-01-26 | Petroleum | Kerosene | Kerosene |  | Fiberglass reinforced plastic | Fiberglass reinforced plastic |  |  | Fiberglass reinforced plastic |  | 1901-01-01 | Other, DOUBLEWALL | Catchment Basin, Single walled catchment basin | Audible high level alarm At 90% full, Flow Rest 90% Full | Flow Rest 90% Full | Interstitial Monitoring within Secondary Containment | [5 empty] | Interstitial Monitoring within Secondary Containment |  | Annual line testing | Annual line testing |  | UST Currently In Use: 0; UST Temp Close: 0; AST Currently In Use: 0; AST Temp Closed: 0 | 0 | 0 | 8 | 12930-095-000806 | CONOCO OIL CO/TOM HOLTY
42077 | Currently in Use | 2016-11-01 | 1991-05-10 |  | Petroleum | Unleaded gasoline | Unleaded gasoline | Retail | Double Wall, Fiberglass reinforced plastic | Fiberglass reinforced plastic |  |  | Double Wall, Fiberglass reinforced plastic |  | 1901-01-01 |  | Catchment Basin, Single walled catchment basin | Audible high level alarm At 90% full | Audible high level alarm At 90% full |  |  | Automatic Tank Gauge |  | Automatic flow restrictor (MLLD), Containment Sump | Containment Sump |  |  | Annual line testing | Annual line testing | Pressurized Piping | UST Currently In Use: 4; UST Temp Close: 0; AST Currently In Use: 0; AST Temp Closed: 0 | 4 | 0 | 4 | 25871-019-000814 | JADE LLC
42078 | Currently in Use | 2009-07-01 | 1991-05-10 |  | Petroleum | Premium gasoline | Premium gasoline | Retail | Double Wall, Fiberglass reinforced plastic | Fiberglass reinforced plastic |  |  | Double Wall, Fiberglass reinforced plastic |  | 1901-01-01 |  | Catchment Basin, Single walled catchment basin | Audible high level alarm At 90% full | Audible high level alarm At 90% full |  |  | Automatic Tank Gauge |  | Automatic flow restrictor (MLLD), Containment Sump | Containment Sump |  |  | Annual line testing | Annual line testing | Pressurized Piping | UST Currently In Use: 4; UST Temp Close: 0; AST Currently In Use: 0; AST Temp Closed: 0 | 4 | 0 | 4 | 25871-019-000814 | JADE LLC
42079 | Currently in Use | 2009-07-01 | 1991-05-10 |  | Petroleum | On road diesel | On road diesel | Retail | Double Wall, Fiberglass reinforced plastic | Fiberglass reinforced plastic |  |  | Double Wall, Fiberglass reinforced plastic |  | 1901-01-01 |  | Catchment Basin, Single walled catchment basin | Audible high level alarm At 90% full | Audible high level alarm At 90% full |  |  | Automatic Tank Gauge |  | Automatic flow restrictor (MLLD), Containment Sump | Containment Sump |  |  | Annual line testing | Annual line testing | Pressurized Piping | UST Currently In Use: 4; UST Temp Close: 0; AST Currently In Use: 0; AST Temp Closed: 0 | 4 | 0 | 4 | 25871-019-000814 | JADE LLC
42080 | Currently in Use | 2016-11-01 | 1991-05-10 |  | Petroleum | Ethanol free gasoline | Ethanol free gasoline | Retail | Double Wall, Fiberglass reinforced plastic | Fiberglass reinforced plastic |  |  | Double Wall, Fiberglass reinforced plastic |  | 1901-01-01 |  | Catchment Basin, Single walled catchment basin | Audible high level alarm At 90% full | Audible high level alarm At 90% full |  |  | Automatic Tank Gauge |  | Automatic flow restrictor (MLLD), Containment Sump | Containment Sump |  |  | Annual line testing | Annual line testing | Pressurized Piping | UST Currently In Use: 4; UST Temp Close: 0; AST Currently In Use: 0; AST Temp Closed: 0 | 4 | 0 | 4 | 25871-019-000814 | JADE LLC
42081 | Permanently Closed | 1993-01-01 | 1960-01-01 | 1993-02-15 | Petroleum | Unleaded gasoline | Unleaded gasoline |  | Steel | Steel |  | Painted or None | Steel |  | 1901-01-01 | [15 empty] | UST Currently In Use: 0; UST Temp Close: 0; AST Currently In Use: 2; AST Temp Closed: 0 | 0 | 0 | 2 | 17392-077-015605 | GLEN A HAMMOND
42082 | Permanently Closed | 1993-01-01 | 1960-01-01 | 1993-02-15 | Petroleum | Unleaded gasoline | Unleaded gasoline |  | Steel | Steel |  | Painted or None | Steel |  | 1901-01-01 | [15 empty] | UST Currently In Use: 0; UST Temp Close: 0; AST Currently In Use: 2; AST Temp Closed: 0 | 0 | 0 | 2 | 17392-077-015605 | GLEN A HAMMOND
42084 | Permanently Closed | 2005-12-30 | 1988-08-15 |  | Petroleum | Unleaded gasoline | Unleaded gasoline | Retail | Steel | Steel | Coated & cathodic protection (sti-P3), Field installed cathodic protection |  | Fiberglass reinforced plastic |  | 1901-01-01 |  | Catchment Basin, Single walled catchment basin | Automatic shutoff device At 95% full | Automatic shutoff device At 95% full |  |  | Automatic Tank Gauge | [5 empty] | Annual line testing | Annual line testing |  | UST Currently In Use: 0; UST Temp Close: 0; AST Currently In Use: 0; AST Temp Closed: 0 | 0 | 0 | 2 | 17478-125-015103 | BARBARA MONTGOMERY
42085 | Permanently Closed | 2006-01-06 | 1988-08-15 |  | Petroleum | Premium gasoline | Premium gasoline | Retail | Steel | Steel | Coated & cathodic protection (sti-P3), Field installed cathodic protection |  | Fiberglass reinforced plastic |  | 1901-01-01 |  | Catchment Basin, Single walled catchment basin | Automatic shutoff device At 95% full | Automatic shutoff device At 95% full |  |  | Automatic Tank Gauge | [5 empty] | Annual line testing | Annual line testing |  | UST Currently In Use: 0; UST Temp Close: 0; AST Currently In Use: 0; AST Temp Closed: 0 | 0 | 0 | 2 | 17478-125-015103 | BARBARA MONTGOMERY
42086 | Currently in Use |  | 1990-11-29 |  | Petroleum | On road diesel | On road diesel | State/Federal Government | Fiberglass reinforced plastic | Fiberglass reinforced plastic |  |  | Double Wall, Fiberglass reinforced plastic |  | 1901-01-01 |  | Catchment Basin, Single walled catchment basin | Flow Rest 90% Full | Flow Rest 90% Full |  |  | Continuous Automatic Tank Gauge |  | Automatic flow restrictor (MLLD), Automatic shutoff device (AELLD), Containment Sump | Containment Sump |  |  | Annual line testing | Annual line testing |  | UST Currently In Use: 2; UST Temp Close: 0; AST Currently In Use: 0; AST Temp Closed: 0 | 2 | 0 | 4 | 14655-029-002979 | DEPARTMENT OF TRANSPORTATION
42087 | Currently in Use |  | 1990-11-29 |  | Petroleum | Unleaded gasoline | Unleaded gasoline | State/Federal Government | Fiberglass reinforced plastic | Fiberglass reinforced plastic |  |  | Double Wall, Fiberglass reinforced plastic |  | 1901-01-01 |  | Catchment Basin, Single walled catchment basin | Flow Rest 90% Full | Flow Rest 90% Full |  |  | Continuous Automatic Tank Gauge |  | Automatic flow restrictor (MLLD), Automatic shutoff device (AELLD), Containment Sump | Containment Sump |  |  | Annual line testing | Annual line testing |  | UST Currently In Use: 2; UST Temp Close: 0; AST Currently In Use: 0; AST Temp Closed: 0 | 2 | 0 | 4 | 14655-029-002979 | DEPARTMENT OF TRANSPORTATION
42088 | Cannot Locate or abandoned | 2005-12-23 | 1991-05-15 |  | Petroleum | Unleaded gasoline | Unleaded gasoline | Retail | Steel | Steel | Coated & cathodic protection (sti-P3) |  | Fiberglass reinforced plastic |  | 1901-01-01 |  | Catchment Basin, Single walled catchment basin | Flow Rest 90% Full | Flow Rest 90% Full |  |  | Statistical Inventory Reconciliation (SIR) | [8 empty] | UST Currently In Use: 0; UST Temp Close: 0; AST Currently In Use: 0; AST Temp Closed: 0 | 0 | 0 | 0 | 21705-087-015470 | SHAVANI INC
42089 | Temporary Closed | 1991-08-01 | 1989-06-01 |  | Petroleum | Used oil | Used oil |  | Steel | Steel |  | Painted or None |  |  | 1901-01-01 | [15 empty] | UST Currently In Use: 0; UST Temp Close: 1; AST Currently In Use: 0; AST Temp Closed: 0 | 0 | 1 | 0 | 17753-073-015443 | F J SIRAGUSA
42090 | Cannot Locate or abandoned | 2002-05-21 | 1991-06-14 |  | Petroleum | Unleaded gasoline | Unleaded gasoline |  | Steel | Steel | Coated & cathodic protection (sti-P3) |  | Fiberglass reinforced plastic |  | 1901-01-01 | None | Catchment Basin, Single walled catchment basin | Automatic shutoff device At 95% full | Automatic shutoff device At 95% full | [11 empty] | UST Currently In Use: 0; UST Temp Close: 0; AST Currently In Use: 0; AST Temp Closed: 0 | 0 | 0 | 0 | 17393-071-015606 | HOBERT L MOORE SR
42091 | Cannot Locate or abandoned | 2002-05-21 | 1991-06-14 |  | Petroleum | Unleaded gasoline | Unleaded gasoline |  | Steel | Steel | Coated & cathodic protection (sti-P3) |  | Fiberglass reinforced plastic |  | 1901-01-01 | None | Catchment Basin, Single walled catchment basin | Automatic shutoff device At 95% full | Automatic shutoff device At 95% full | [11 empty] | UST Currently In Use: 0; UST Temp Close: 0; AST Currently In Use: 0; AST Temp Closed: 0 | 0 | 0 | 0 | 17393-071-015606 | HOBERT L MOORE SR
42092 | Cannot Locate or abandoned | 2002-05-21 | 1991-06-14 |  | Petroleum | Unleaded gasoline | Unleaded gasoline |  | Steel | Steel | Coated & cathodic protection (sti-P3) |  | Fiberglass reinforced plastic |  | 1901-01-01 | None | Catchment Basin, Single walled catchment basin | Automatic shutoff device At 95% full | Automatic shutoff device At 95% full | [11 empty] | UST Currently In Use: 0; UST Temp Close: 0; AST Currently In Use: 0; AST Temp Closed: 0 | 0 | 0 | 0 | 17393-071-015606 | HOBERT L MOORE SR
42093 | Permanently Closed | 2000-06-01 | 1991-05-25 | 2000-06-01 | Petroleum | Unleaded gasoline | Unleaded gasoline | Retail | Steel | Steel | Coated & cathodic protection (sti-P3) |  | Fiberglass reinforced plastic |  | 1901-01-01 |  | Catchment Basin, Single walled catchment basin | Flow Rest 90% Full | Flow Rest 90% Full |  |  | Automatic Tank Gauge |  |  |  | Interstitial Monitoring within Secondary Containment |  |  |  |  | UST Currently In Use: 2; UST Temp Close: 0; AST Currently In Use: 0; AST Temp Closed: 0 | 2 | 0 | 8 | 15201-073-010883 | VULCAN OIL COMPANY INC.
42094 | Permanently Closed | 2000-06-01 | 1991-05-25 | 2000-06-01 | Petroleum | Unleaded gasoline | Unleaded gasoline | Retail | Steel | Steel | Coated & cathodic protection (sti-P3) |  | Fiberglass reinforced plastic |  | 1901-01-01 |  | Catchment Basin, Single walled catchment basin | Flow Rest 90% Full | Flow Rest 90% Full |  |  | Automatic Tank Gauge |  |  |  | Interstitial Monitoring within Secondary Containment |  |  |  |  | UST Currently In Use: 2; UST Temp Close: 0; AST Currently In Use: 0; AST Temp Closed: 0 | 2 | 0 | 8 | 15201-073-010883 | VULCAN OIL COMPANY INC.
42095 | Temporary Closed | 2011-10-01 | 1991-06-06 |  | Petroleum | Unleaded gasoline | Unleaded gasoline | Retail | Steel | Steel | Coated & cathodic protection (sti-P3), Interior lined (not allowed as a standalone method of corrosion protection) |  | Fiberglass reinforced plastic |  | 1901-01-01 | None | Catchment Basin, Single walled catchment basin | Automatic shutoff device At 95% full | Automatic shutoff device At 95% full | [11 empty] | UST Currently In Use: 0; UST Temp Close: 2; AST Currently In Use: 0; AST Temp Closed: 0 | 0 | 2 | 3 | 23673-091-008977 | ERNESTENE BALLARD
42096 | Temporary Closed | 2011-10-01 | 1991-06-06 |  | Petroleum | Premium gasoline | Premium gasoline | Retail | Steel | Steel | Coated & cathodic protection (sti-P3), Interior lined (not allowed as a standalone method of corrosion protection) |  | Fiberglass reinforced plastic |  | 1901-01-01 | None | Catchment Basin, Single walled catchment basin | Automatic shutoff device At 95% full | Automatic shutoff device At 95% full | [11 empty] | UST Currently In Use: 0; UST Temp Close: 2; AST Currently In Use: 0; AST Temp Closed: 0 | 0 | 2 | 3 | 23673-091-008977 | ERNESTENE BALLARD
42097 | Currently in Use |  | 1990-11-08 |  | Petroleum | Unleaded gasoline | Unleaded gasoline | Retail | Fiberglass reinforced plastic, Single Wall | Single Wall |  |  | Double Wall, Fiberglass reinforced plastic |  |  |  | Catchment Basin, Single walled catchment basin | Flow Rest 90% Full | Flow Rest 90% Full |  |  | Continuous Automatic Tank Gauge | Single walled submersible pump containment sump | Automatic shutoff device (AELLD), Containment Sump | Containment Sump | [5 empty] | UST Currently In Use: 3; UST Temp Close: 0; AST Currently In Use: 0; AST Temp Closed: 0 | 3 | 0 | 0 | 25949-033-015607 | MUSCLE SHOALS 14 LLC
42098 | Currently in Use |  | 1990-11-08 |  | Petroleum | Premium gasoline | Premium gasoline | Retail | Fiberglass reinforced plastic, Single Wall | Single Wall |  |  | Double Wall, Fiberglass reinforced plastic |  |  |  | Catchment Basin, Single walled catchment basin | Flow Rest 90% Full | Flow Rest 90% Full |  |  | Continuous Automatic Tank Gauge | Single walled submersible pump containment sump | Automatic shutoff device (AELLD), Containment Sump | Containment Sump | [5 empty] | UST Currently In Use: 3; UST Temp Close: 0; AST Currently In Use: 0; AST Temp Closed: 0 | 3 | 0 | 0 | 25949-033-015607 | MUSCLE SHOALS 14 LLC
42099 | Currently in Use |  | 1990-11-08 |  | Petroleum | On road diesel | On road diesel | Retail | Fiberglass reinforced plastic, Single Wall | Single Wall |  |  | Double Wall, Fiberglass reinforced plastic |  |  |  | Catchment Basin, Single walled catchment basin | Flow Rest 90% Full | Flow Rest 90% Full |  |  | Continuous Automatic Tank Gauge | Single walled submersible pump containment sump | Automatic shutoff device (AELLD), Containment Sump | Containment Sump | [5 empty] | UST Currently In Use: 3; UST Temp Close: 0; AST Currently In Use: 0; AST Temp Closed: 0 | 3 | 0 | 0 | 25949-033-015607 | MUSCLE SHOALS 14 LLC
42100 | Currently in Use |  | 1991-07-09 |  | Petroleum | On road diesel | On road diesel | Retail | Steel | Steel | Coated & cathodic protection (sti-P3) |  | Fiberglass reinforced plastic |  | 1901-01-01 |  | Catchment Basin, Single walled catchment basin | Automatic shutoff device At 95% full | Automatic shutoff device At 95% full |  |  | Continuous Automatic Tank Gauge |  | Automatic flow restrictor (MLLD), Containment Sump | Containment Sump | Interstitial Monitoring within Secondary Containment | MANUAL/VISUAL CHECK | Annual line testing | Annual line testing |  | UST Currently In Use: 3; UST Temp Close: 0; AST Currently In Use: 0; AST Temp Closed: 0 | 3 | 0 | 4 | 25736-097-008737 | MM ALABAMA LEASING
42101 | Currently in Use |  | 1991-07-09 |  | Petroleum | Unleaded gasoline | Unleaded gasoline | Retail | Steel | Steel | Coated & cathodic protection (sti-P3) |  | Fiberglass reinforced plastic |  | 1901-01-01 |  | Catchment Basin, Single walled catchment basin | Automatic shutoff device At 95% full | Automatic shutoff device At 95% full |  |  | Continuous Automatic Tank Gauge |  | Automatic flow restrictor (MLLD), Containment Sump | Containment Sump | Interstitial Monitoring within Secondary Containment | MANUAL/VISUAL CHECK | Annual line testing | Annual line testing |  | UST Currently In Use: 3; UST Temp Close: 0; AST Currently In Use: 0; AST Temp Closed: 0 | 3 | 0 | 4 | 25736-097-008737 | MM ALABAMA LEASING
42102 | Currently in Use |  | 1991-07-09 |  | Petroleum | Premium gasoline | Premium gasoline | Retail | Steel | Steel | Coated & cathodic protection (sti-P3) |  | Fiberglass reinforced plastic |  | 1901-01-01 |  | Catchment Basin, Single walled catchment basin | Automatic shutoff device At 95% full | Automatic shutoff device At 95% full |  |  | Continuous Automatic Tank Gauge |  | Automatic flow restrictor (MLLD), Containment Sump | Containment Sump | Interstitial Monitoring within Secondary Containment | MANUAL/VISUAL CHECK | Annual line testing | Annual line testing |  | UST Currently In Use: 3; UST Temp Close: 0; AST Currently In Use: 0; AST Temp Closed: 0 | 3 | 0 | 4 | 25736-097-008737 | MM ALABAMA LEASING
42103 | Permanently Closed | 1990-04-01 | 1964-01-01 | 1994-08-09 | Petroleum | Unleaded gasoline | Unleaded gasoline |  | Steel | Steel |  | Painted or None | Steel |  | 1901-01-01 | [15 empty] | UST Currently In Use: 0; UST Temp Close: 0; AST Currently In Use: 0; AST Temp Closed: 0 | 0 | 0 | 4 | 17435-073-000628 | SEARS
42104 | Permanently Closed | 1990-04-01 | 1964-01-01 | 1994-08-09 | Petroleum | Unleaded gasoline | Unleaded gasoline |  | Steel | Steel |  | Painted or None | Steel |  | 1901-01-01 | [15 empty] | UST Currently In Use: 0; UST Temp Close: 0; AST Currently In Use: 0; AST Temp Closed: 0 | 0 | 0 | 4 | 17435-073-000628 | SEARS
42105 | Permanently Closed | 1990-04-01 | 1964-01-01 | 1994-08-09 | Petroleum | Unleaded gasoline | Unleaded gasoline |  | Steel | Steel |  | Painted or None | Steel |  | 1901-01-01 | [15 empty] | UST Currently In Use: 0; UST Temp Close: 0; AST Currently In Use: 0; AST Temp Closed: 0 | 0 | 0 | 4 | 17435-073-000628 | SEARS
42106 | Permanently Closed | 1901-01-01 | 1964-01-01 | 1994-08-09 | Petroleum | Used oil | Used oil |  | Steel | Steel |  | Painted or None | Steel |  | 1901-01-01 | [15 empty] | UST Currently In Use: 0; UST Temp Close: 0; AST Currently In Use: 0; AST Temp Closed: 0 | 0 | 0 | 4 | 17435-073-000628 | SEARS
42107 | Currently in Use |  | 1991-06-20 |  | Petroleum | Unleaded gasoline | Unleaded gasoline | Retail | Steel | Steel | Coated & cathodic protection (sti-P3), Field installed cathodic protection |  | Fiberglass reinforced plastic |  |  |  | Catchment Basin, Single walled catchment basin | Flow Rest 90% Full | Flow Rest 90% Full |  |  | Continuous Automatic Tank Gauge |  | Automatic flow restrictor (MLLD) | Automatic flow restrictor (MLLD) |  |  | Annual line testing | Annual line testing |  | UST Currently In Use: 4; UST Temp Close: 0; AST Currently In Use: 0; AST Temp Closed: 0 | 4 | 0 | 0 | 15201-083-015608 | VULCAN OIL COMPANY INC.
42108 | Currently in Use |  | 1991-06-20 |  | Petroleum | On road diesel | On road diesel | Retail | Steel | Steel | Coated & cathodic protection (sti-P3), Field installed cathodic protection |  | Fiberglass reinforced plastic |  |  |  | Catchment Basin, Single walled catchment basin | Flow Rest 90% Full | Flow Rest 90% Full |  |  | Continuous Automatic Tank Gauge |  | Automatic flow restrictor (MLLD) | Automatic flow restrictor (MLLD) |  |  | Annual line testing | Annual line testing |  | UST Currently In Use: 4; UST Temp Close: 0; AST Currently In Use: 0; AST Temp Closed: 0 | 4 | 0 | 0 | 15201-083-015608 | VULCAN OIL COMPANY INC.
42109 | Currently in Use |  | 1991-06-20 |  | Petroleum | Premium gasoline | Premium gasoline | Retail | Steel | Steel | Coated & cathodic protection (sti-P3), Field installed cathodic protection |  | Fiberglass reinforced plastic |  |  |  | Catchment Basin, Single walled catchment basin | Flow Rest 90% Full | Flow Rest 90% Full |  |  | Continuous Automatic Tank Gauge |  | Automatic flow restrictor (MLLD) | Automatic flow restrictor (MLLD) |  |  | Annual line testing | Annual line testing |  | UST Currently In Use: 4; UST Temp Close: 0; AST Currently In Use: 0; AST Temp Closed: 0 | 4 | 0 | 0 | 15201-083-015608 | VULCAN OIL COMPANY INC.
42110 | Currently in Use |  | 1991-06-20 |  | Petroleum | Kerosene | Kerosene | Retail | Steel | Steel | Coated & cathodic protection (sti-P3), Field installed cathodic protection |  | Fiberglass reinforced plastic |  |  |  | Catchment Basin, Single walled catchment basin | Flow Rest 90% Full | Flow Rest 90% Full |  |  | Continuous Automatic Tank Gauge | [8 empty] | UST Currently In Use: 4; UST Temp Close: 0; AST Currently In Use: 0; AST Temp Closed: 0 | 4 | 0 | 0 | 15201-083-015608 | VULCAN OIL COMPANY INC.
42111 | Permanently Closed | 2011-09-26 | 1991-06-05 | 2011-09-26 | Petroleum | Unleaded gasoline | Unleaded gasoline | Retail | Steel | Steel | Coated & cathodic protection (sti-P3) |  | Fiberglass reinforced plastic |  |  |  | Catchment Basin, Single walled catchment basin | Automatic shutoff device At 95% full, Flow Rest 90% Full | Flow Rest 90% Full |  |  | Automatic Tank Gauge |  | Automatic shutoff device (AELLD) | Automatic shutoff device (AELLD) | [5 empty] | UST Currently In Use: 0; UST Temp Close: 0; AST Currently In Use: 0; AST Temp Closed: 0 | 0 | 0 | 3 | 13786-023-015567 | PARRS, INC.
42112 | Permanently Closed | 2010-01-27 | 1991-06-05 | 2011-09-26 | Petroleum | Mid-grade gasoline | Mid-grade gasoline | Retail | Steel | Steel | Coated & cathodic protection (sti-P3) |  | Fiberglass reinforced plastic |  |  |  | Catchment Basin, Single walled catchment basin | Automatic shutoff device At 95% full, Flow Rest 90% Full | Flow Rest 90% Full |  |  | Automatic Tank Gauge |  | Automatic shutoff device (AELLD) | Automatic shutoff device (AELLD) | [5 empty] | UST Currently In Use: 0; UST Temp Close: 0; AST Currently In Use: 0; AST Temp Closed: 0 | 0 | 0 | 3 | 13786-023-015567 | PARRS, INC.
42113 | Permanently Closed | 2011-09-26 | 1991-06-05 | 2011-09-26 | Petroleum | Premium gasoline | Premium gasoline | Retail | Steel | Steel | Coated & cathodic protection (sti-P3) |  | Fiberglass reinforced plastic |  |  |  | Catchment Basin, Single walled catchment basin | Automatic shutoff device At 95% full, Flow Rest 90% Full | Flow Rest 90% Full |  |  | Automatic Tank Gauge |  | Automatic shutoff device (AELLD) | Automatic shutoff device (AELLD) | [5 empty] | UST Currently In Use: 0; UST Temp Close: 0; AST Currently In Use: 0; AST Temp Closed: 0 | 0 | 0 | 3 | 13786-023-015567 | PARRS, INC.
42114 | Temporary Closed | 2016-10-15 | 1991-01-22 |  | Petroleum | Unleaded gasoline | Unleaded gasoline | Retail | Steel | Steel | Coated & cathodic protection (sti-P3) |  | Fiberglass reinforced plastic |  | 1901-01-01 | Other, FLXS ISOLA | Catchment Basin, Single walled catchment basin | Flow Rest 90% Full | Flow Rest 90% Full |  |  | Continuous Automatic Tank Gauge |  | Automatic flow restrictor (MLLD) | Automatic flow restrictor (MLLD) |  |  | Annual line testing | Annual line testing |  | UST Currently In Use: 0; UST Temp Close: 2; AST Currently In Use: 0; AST Temp Closed: 0 | 0 | 2 | 0 | 17348-121-015472 | BENNY'S INC
42115 | Temporary Closed | 2016-10-15 | 1991-01-22 |  | Petroleum | Unleaded gasoline | Unleaded gasoline | Retail | Steel | Steel | Coated & cathodic protection (sti-P3) |  | Fiberglass reinforced plastic |  | 1901-01-01 | Other, FLXS ISOLA | Catchment Basin, Single walled catchment basin | Flow Rest 90% Full | Flow Rest 90% Full |  |  | Continuous Automatic Tank Gauge |  | Automatic flow restrictor (MLLD) | Automatic flow restrictor (MLLD) |  |  | Annual line testing | Annual line testing |  | UST Currently In Use: 0; UST Temp Close: 2; AST Currently In Use: 0; AST Temp Closed: 0 | 0 | 2 | 0 | 17348-121-015472 | BENNY'S INC
42116 | Currently in Use |  | 1991-06-10 |  | Petroleum | Premium gasoline | Premium gasoline | Retail | Steel | Steel | Coated & cathodic protection (sti-P3) |  | Fiberglass reinforced plastic |  |  |  | Catchment Basin, Single walled catchment basin | Flow Rest 90% Full | Flow Rest 90% Full |  |  | Continuous Automatic Tank Gauge |  | Automatic flow restrictor (MLLD) | Automatic flow restrictor (MLLD) |  |  | Annual line testing | Annual line testing |  | UST Currently In Use: 3; UST Temp Close: 0; AST Currently In Use: 0; AST Temp Closed: 0 | 3 | 0 | 0 | 24622-003-015568 | KRISHNA KRUPA INC
42117 | Currently in Use |  | 1991-06-10 |  | Petroleum | Unleaded gasoline | Unleaded gasoline | Retail | Steel | Steel | Coated & cathodic protection (sti-P3) |  | Fiberglass reinforced plastic |  |  |  | Catchment Basin, Single walled catchment basin | Flow Rest 90% Full | Flow Rest 90% Full |  |  | Automatic Tank Gauge |  | Automatic flow restrictor (MLLD) | Automatic flow restrictor (MLLD) |  |  | Annual line testing | Annual line testing |  | UST Currently In Use: 3; UST Temp Close: 0; AST Currently In Use: 0; AST Temp Closed: 0 | 3 | 0 | 0 | 24622-003-015568 | KRISHNA KRUPA INC
42118 | Currently in Use |  | 1991-06-10 |  | Petroleum | Mid-grade gasoline | Mid-grade gasoline | Retail | Steel | Steel | Coated & cathodic protection (sti-P3) |  | Fiberglass reinforced plastic |  |  |  | Catchment Basin, Single walled catchment basin | Flow Rest 90% Full | Flow Rest 90% Full |  |  | Continuous Automatic Tank Gauge |  | Automatic flow restrictor (MLLD) | Automatic flow restrictor (MLLD) |  |  | Annual line testing | Annual line testing |  | UST Currently In Use: 3; UST Temp Close: 0; AST Currently In Use: 0; AST Temp Closed: 0 | 3 | 0 | 0 | 24622-003-015568 | KRISHNA KRUPA INC
42119 | Currently in Use |  | 1990-12-11 |  | Petroleum | Unleaded gasoline | Unleaded gasoline | Retail | Steel | Steel | Coated & cathodic protection (sti-P3) |  | Fiberglass reinforced plastic |  |  | None | Catchment Basin, Single walled catchment basin |  |  |  |  | Automatic Tank Gauge | [8 empty] | UST Currently In Use: 3; UST Temp Close: 0; AST Currently In Use: 0; AST Temp Closed: 0 | 3 | 0 | 0 | 23804-067-015473 | SARABJIT KAUR
42120 | Currently in Use |  | 1990-12-11 |  | Petroleum | Mid-grade gasoline | Mid-grade gasoline | Retail | Steel | Steel | Coated & cathodic protection (sti-P3) |  | Fiberglass reinforced plastic |  |  | None | Catchment Basin, Single walled catchment basin |  |  |  |  | Automatic Tank Gauge | [8 empty] | UST Currently In Use: 3; UST Temp Close: 0; AST Currently In Use: 0; AST Temp Closed: 0 | 3 | 0 | 0 | 23804-067-015473 | SARABJIT KAUR
42121 | Currently in Use |  | 1990-12-11 |  | Petroleum | Premium gasoline | Premium gasoline | Retail | Steel | Steel | Coated & cathodic protection (sti-P3) |  | Fiberglass reinforced plastic |  |  | None | Catchment Basin, Single walled catchment basin |  |  |  |  | Automatic Tank Gauge | [8 empty] | UST Currently In Use: 3; UST Temp Close: 0; AST Currently In Use: 0; AST Temp Closed: 0 | 3 | 0 | 0 | 23804-067-015473 | SARABJIT KAUR
42122 | Permanently Closed | 1991-01-01 | 1991-05-28 | 2017-11-06 | Petroleum | Unleaded gasoline | Unleaded gasoline | Retail | Single Wall, Steel | Steel | Coated & cathodic protection (sti-P3) |  | Fiberglass reinforced plastic, Single Wall |  | 1901-01-01 | Field installed cathodic protection | Catchment Basin, Single walled catchment basin | Flow Rest 90% Full | Flow Rest 90% Full | [11 empty] | UST Currently In Use: 0; UST Temp Close: 0; AST Currently In Use: 0; AST Temp Closed: 0 | 0 | 0 | 2 | 25210-077-015609 | CLARK GAS COMPANY INC
42123 | Permanently Closed | 1991-01-01 | 1991-05-28 | 2017-11-06 | Petroleum | Unleaded gasoline | Unleaded gasoline | Retail | Single Wall, Steel | Steel | Coated & cathodic protection (sti-P3) |  | Fiberglass reinforced plastic, Single Wall |  | 1901-01-01 | Field installed cathodic protection | Catchment Basin, Single walled catchment basin | Flow Rest 90% Full | Flow Rest 90% Full | [11 empty] | UST Currently In Use: 0; UST Temp Close: 0; AST Currently In Use: 0; AST Temp Closed: 0 | 0 | 0 | 2 | 25210-077-015609 | CLARK GAS COMPANY INC
42124 | Permanently Closed | 1995-09-01 | 1984-07-02 | 1995-12-02 | Petroleum | On road diesel | On road diesel | Bulk facility | Steel | Steel |  | Painted or None | Steel |  | 1901-01-01 | [6 empty] | Statistical Inventory Reconciliation (SIR) | [5 empty] | Annual line testing | Annual line testing |  | UST Currently In Use: 0; UST Temp Close: 0; AST Currently In Use: 0; AST Temp Closed: 0 | 0 | 0 | 1 | 15429-087-015474 | CHATTAHOOCHEE OIL CO. C/O PETRO SO.
42125 | Permanently Closed | 1995-09-01 | 1984-07-02 | 1995-12-02 | Petroleum | On road diesel | On road diesel | Bulk facility | Steel | Steel |  | Painted or None | Steel |  | 1901-01-01 | [12 empty] | Annual line testing | Annual line testing |  | UST Currently In Use: 0; UST Temp Close: 0; AST Currently In Use: 0; AST Temp Closed: 0 | 0 | 0 | 1 | 15429-087-015475 | CHATTAHOOCHEE OIL CO. C/O PETRO SO.
42126 | Currently in Use |  | 1991-02-26 |  | Petroleum | Aviation fuel (JP-4; etc.) | Aviation fuel (JP-4; etc.) | Industrial | Double Wall, Steel, DBL WALL | Steel | Coated & cathodic protection (sti-P3) |  | Other, ABOVEGRND |  |  |  | Catchment Basin, Single walled catchment basin | Audible high level alarm At 90% full | Audible high level alarm At 90% full | Interstitial Monitoring within Secondary Containment | MANUAL/VISUAL CHECK |  |  | Containment Sump, ABOVEGRND | Containment Sump |  |  | Other, ABOVEGRND | Other |  | UST Currently In Use: 5; UST Temp Close: 0; AST Currently In Use: 8; AST Temp Closed: 0 | 5 | 0 | 34 | 14817-097-011471 | CONTINENTAL MOTORS, INC.
42127 | Currently in Use |  | 1991-02-26 |  | Petroleum | Other, MNRLSPIRIT | Other | Industrial | Double Wall, Steel, DBL WALL | Steel | Coated & cathodic protection (sti-P3) |  | Other, ABOVEGRND |  |  |  | Catchment Basin, Single walled catchment basin | Audible high level alarm At 90% full | Audible high level alarm At 90% full | Interstitial Monitoring within Secondary Containment | MANUAL/VISUAL CHECK |  |  | Containment Sump, ABOVEGRND | Containment Sump |  |  | Other, ABOVEGRND | Other |  | UST Currently In Use: 5; UST Temp Close: 0; AST Currently In Use: 8; AST Temp Closed: 0 | 5 | 0 | 34 | 14817-097-011471 | CONTINENTAL MOTORS, INC.
42128 | Currently in Use |  | 1991-02-26 |  | Petroleum | Aviation fuel (JP-4; etc.) | Aviation fuel (JP-4; etc.) | Industrial | Double Wall, Steel, DBL WALL | Steel | Coated & cathodic protection (sti-P3) |  | Other, ABOVEGRND |  |  |  | Catchment Basin, Single walled catchment basin | Audible high level alarm At 90% full | Audible high level alarm At 90% full | Interstitial Monitoring within Secondary Containment | MANUAL/VISUAL CHECK |  |  | Containment Sump, ABOVEGRND | Containment Sump |  |  | Other, ABOVEGRND | Other |  | UST Currently In Use: 5; UST Temp Close: 0; AST Currently In Use: 8; AST Temp Closed: 0 | 5 | 0 | 34 | 14817-097-011471 | CONTINENTAL MOTORS, INC.
42129 | Currently in Use |  | 1973-02-01 |  | Petroleum | Unleaded gasoline | Unleaded gasoline | Retail | Single Wall, Steel | Steel | Field installed cathodic protection |  | Double Wall, Fiberglass reinforced plastic |  |  |  | Catchment Basin, Single walled catchment basin | Automatic shutoff device At 95% full | Automatic shutoff device At 95% full |  |  | Continuous Automatic Tank Gauge |  | Automatic shutoff device (AELLD), Containment Sump | Containment Sump | [5 empty] | UST Currently In Use: 2; UST Temp Close: 0; AST Currently In Use: 0; AST Temp Closed: 0 | 2 | 0 | 0 | 25265-073-015651 | LGWS/CROSS AMERICA PARTNERS
42130 | Currently in Use |  | 1973-02-01 |  | Petroleum | Premium gasoline | Premium gasoline | Retail | Single Wall, Steel | Steel | Field installed cathodic protection |  | Double Wall, Fiberglass reinforced plastic |  |  |  | Catchment Basin, Single walled catchment basin | Automatic shutoff device At 95% full | Automatic shutoff device At 95% full |  |  | Continuous Automatic Tank Gauge |  | Automatic shutoff device (AELLD), Containment Sump | Containment Sump | [5 empty] | UST Currently In Use: 2; UST Temp Close: 0; AST Currently In Use: 0; AST Temp Closed: 0 | 2 | 0 | 0 | 25265-073-015651 | LGWS/CROSS AMERICA PARTNERS
42131 | Currently in Use |  | 1991-05-10 |  | Petroleum | Unleaded gasoline | Unleaded gasoline | Retail | Single Wall, Steel | Steel | Coated & cathodic protection (sti-P3) |  | Fiberglass reinforced plastic, Single Wall |  |  |  | Catchment Basin, Single walled catchment basin | Flow Rest 90% Full | Flow Rest 90% Full |  |  | Continuous Automatic Tank Gauge |  | Automatic shutoff device (AELLD) | Automatic shutoff device (AELLD) | [5 empty] | UST Currently In Use: 3; UST Temp Close: 0; AST Currently In Use: 0; AST Temp Closed: 0 | 3 | 0 | 0 | 13526-073-015652 | MOORE OIL COMPANY, INC.
42132 | Currently in Use |  | 1991-05-10 |  | Petroleum | On road diesel | On road diesel | Retail | Single Wall, Steel | Steel | Coated & cathodic protection (sti-P3) |  | Fiberglass reinforced plastic, Single Wall |  |  |  | Catchment Basin, Single walled catchment basin | Flow Rest 90% Full | Flow Rest 90% Full |  |  | Continuous Automatic Tank Gauge |  | Automatic shutoff device (AELLD), Containment Sump | Containment Sump | [5 empty] | UST Currently In Use: 3; UST Temp Close: 0; AST Currently In Use: 0; AST Temp Closed: 0 | 3 | 0 | 0 | 13526-073-015652 | MOORE OIL COMPANY, INC.
42133 | Currently in Use |  | 1991-05-10 |  | Petroleum | Premium gasoline | Premium gasoline | Retail | Single Wall, Steel | Steel | Coated & cathodic protection (sti-P3) |  | Fiberglass reinforced plastic, Single Wall |  |  |  | Catchment Basin, Single walled catchment basin | Flow Rest 90% Full | Flow Rest 90% Full |  |  | Continuous Automatic Tank Gauge |  | Automatic shutoff device (AELLD), Containment Sump | Containment Sump | [5 empty] | UST Currently In Use: 3; UST Temp Close: 0; AST Currently In Use: 0; AST Temp Closed: 0 | 3 | 0 | 0 | 13526-073-015652 | MOORE OIL COMPANY, INC.
42134 | Permanently Closed | 1997-02-26 | 1986-08-01 | 1997-02-27 | Petroleum | Unleaded gasoline | Unleaded gasoline |  | Steel | Steel |  | Painted or None | Steel |  | 1901-01-01 | None | [11 empty] | Annual line testing | Annual line testing |  | UST Currently In Use: 1; UST Temp Close: 0; AST Currently In Use: 0; AST Temp Closed: 0 | 1 | 0 | 5 | 13722-073-015653 | PENSKE TRUCK LEASING CO L P
42135 | Permanently Closed | 1997-02-26 | 1986-08-01 | 1997-02-27 | Petroleum | On road diesel | On road diesel |  | Steel | Steel | Coated & cathodic protection (sti-P3) |  | Fiberglass reinforced plastic |  | 1901-01-01 | None | [11 empty] | Annual line testing | Annual line testing |  | UST Currently In Use: 1; UST Temp Close: 0; AST Currently In Use: 0; AST Temp Closed: 0 | 1 | 0 | 5 | 13722-073-015653 | PENSKE TRUCK LEASING CO L P
42136 | Permanently Closed | 1997-02-26 | 1986-08-01 | 1997-02-27 | Petroleum | On road diesel | On road diesel |  | Steel | Steel | Coated & cathodic protection (sti-P3) |  | Fiberglass reinforced plastic |  | 1901-01-01 | None | [11 empty] | Annual line testing | Annual line testing |  | UST Currently In Use: 1; UST Temp Close: 0; AST Currently In Use: 0; AST Temp Closed: 0 | 1 | 0 | 5 | 13722-073-015653 | PENSKE TRUCK LEASING CO L P
42137 | Permanently Closed | 1993-10-12 | 1986-08-01 | 1993-10-12 | Petroleum | Other, NEW OIL | Other |  | Steel | Steel | Coated & cathodic protection (sti-P3) |  | Fiberglass reinforced plastic |  | 1901-01-01 | None | [14 empty] | UST Currently In Use: 1; UST Temp Close: 0; AST Currently In Use: 0; AST Temp Closed: 0 | 1 | 0 | 5 | 13722-073-015653 | PENSKE TRUCK LEASING CO L P
42138 | Permanently Closed | 1993-10-12 | 1986-08-01 | 1993-10-12 | Petroleum | Used oil | Used oil |  | Steel | Steel | Coated & cathodic protection (sti-P3) |  | Fiberglass reinforced plastic |  | 1901-01-01 | None | [5 empty] | Manual Tank Gauging (only tanks 1000 gal. or less and 48” or 64” in diameter) | [8 empty] | UST Currently In Use: 1; UST Temp Close: 0; AST Currently In Use: 0; AST Temp Closed: 0 | 1 | 0 | 5 | 13722-073-015653 | PENSKE TRUCK LEASING CO L P
42139 | Currently in Use |  | 1991-06-03 |  | Petroleum | Premium gasoline | Premium gasoline | Retail | Steel | Steel | Coated & cathodic protection (sti-P3), Field installed cathodic protection |  | Double Wall, Flexible | APT |  |  | Catchment Basin, Single walled catchment basin | Flow Rest 90% Full | Flow Rest 90% Full |  |  | Continuous Automatic Tank Gauge |  | Automatic flow restrictor (MLLD), Containment Sump | Containment Sump |  |  | Annual line testing, Continuous alarm system | Continuous alarm system |  | UST Currently In Use: 3; UST Temp Close: 0; AST Currently In Use: 0; AST Temp Closed: 0 | 3 | 0 | 0 | 23598-071-015610 | R & R PARTNERSHIP
42140 | Currently in Use |  | 1991-06-03 |  | Petroleum | On road diesel | On road diesel | Retail | Steel | Steel | Coated & cathodic protection (sti-P3), Field installed cathodic protection |  | Double Wall, Flexible | APT |  |  | Catchment Basin, Single walled catchment basin | Flow Rest 90% Full | Flow Rest 90% Full |  |  | Continuous Automatic Tank Gauge |  | Automatic flow restrictor (MLLD), Containment Sump | Containment Sump |  |  | Annual line testing, Continuous alarm system | Continuous alarm system |  | UST Currently In Use: 3; UST Temp Close: 0; AST Currently In Use: 0; AST Temp Closed: 0 | 3 | 0 | 0 | 23598-071-015610 | R & R PARTNERSHIP
42141 | Currently in Use |  | 1991-06-03 |  | Petroleum | Unleaded gasoline | Unleaded gasoline | Retail | Steel | Steel | Coated & cathodic protection (sti-P3), Field installed cathodic protection |  | Double Wall, Flexible | APT |  |  | Catchment Basin, Single walled catchment basin | Flow Rest 90% Full | Flow Rest 90% Full |  |  | Continuous Automatic Tank Gauge |  | Automatic flow restrictor (MLLD), Containment Sump | Containment Sump |  |  | Annual line testing, Continuous alarm system | Continuous alarm system |  | UST Currently In Use: 3; UST Temp Close: 0; AST Currently In Use: 0; AST Temp Closed: 0 | 3 | 0 | 0 | 23598-071-015610 | R & R PARTNERSHIP
42142 | Currently in Use |  | 1991-06-15 |  | Petroleum | Unleaded gasoline | Unleaded gasoline | Local Government, Retail | Single Wall, Steel | Steel | Coated & cathodic protection (sti-P3) |  | Double Wall, Fiberglass reinforced plastic |  |  |  | Catchment Basin, Single walled catchment basin | Flow Rest 90% Full | Flow Rest 90% Full |  |  | Automatic Tank Gauge | Single walled submersible pump containment sump | Automatic flow restrictor (MLLD) | Automatic flow restrictor (MLLD) |  |  | Annual line testing | Annual line testing |  | UST Currently In Use: 2; UST Temp Close: 0; AST Currently In Use: 0; AST Temp Closed: 0 | 2 | 0 | 0 | 17397-071-015611 | GOOSEPOND COLONY - PUBLIC PRK & REC.
42143 | Currently in Use |  | 1991-06-15 |  | Petroleum | On road diesel | On road diesel | Local Government, Retail | Single Wall, Steel | Steel | Coated & cathodic protection (sti-P3) |  | Double Wall, Fiberglass reinforced plastic |  |  |  | Catchment Basin, Single walled catchment basin | Flow Rest 90% Full | Flow Rest 90% Full |  |  | Automatic Tank Gauge | Single walled submersible pump containment sump | Automatic flow restrictor (MLLD) | Automatic flow restrictor (MLLD) |  |  | Annual line testing | Annual line testing |  | UST Currently In Use: 2; UST Temp Close: 0; AST Currently In Use: 0; AST Temp Closed: 0 | 2 | 0 | 0 | 17397-071-015611 | GOOSEPOND COLONY - PUBLIC PRK & REC.
42144 | Permanently Closed | 1999-09-21 | 1991-06-01 | 1999-09-21 | Petroleum | Unleaded gasoline | Unleaded gasoline | Bulk facility | Steel | Steel | Coated & cathodic protection (sti-P3) |  | Fiberglass reinforced plastic |  | 1901-01-01 |  | Catchment Basin, Single walled catchment basin | Flow Rest 90% Full | Flow Rest 90% Full |  |  | Statistical Inventory Reconciliation (SIR) | [5 empty] | Statistical inventory reconciliation (SIR) | Statistical inventory reconciliation (SIR) |  | UST Currently In Use: 2; UST Temp Close: 0; AST Currently In Use: 0; AST Temp Closed: 0 | 2 | 0 | 3 | 15201-073-005607 | VULCAN OIL COMPANY INC.
42145 | Permanently Closed | 1999-09-21 | 1991-06-01 | 1999-09-21 | Petroleum | Unleaded gasoline | Unleaded gasoline | Industrial | Steel | Steel | Coated & cathodic protection (sti-P3) |  | Fiberglass reinforced plastic |  | 1901-01-01 |  | Catchment Basin, Single walled catchment basin | Flow Rest 90% Full | Flow Rest 90% Full |  |  | Statistical Inventory Reconciliation (SIR) | [5 empty] | Statistical inventory reconciliation (SIR) | Statistical inventory reconciliation (SIR) |  | UST Currently In Use: 2; UST Temp Close: 0; AST Currently In Use: 0; AST Temp Closed: 0 | 2 | 0 | 3 | 15201-073-005607 | VULCAN OIL COMPANY INC.
42146 | Permanently Closed | 1999-09-21 | 1991-06-01 | 1999-09-21 | Petroleum | Unleaded gasoline | Unleaded gasoline | Bulk facility | Steel | Steel | Coated & cathodic protection (sti-P3) |  | Fiberglass reinforced plastic |  | 1901-01-01 |  | Catchment Basin, Single walled catchment basin | Flow Rest 90% Full | Flow Rest 90% Full |  |  | Statistical Inventory Reconciliation (SIR) | [5 empty] | Statistical inventory reconciliation (SIR) | Statistical inventory reconciliation (SIR) |  | UST Currently In Use: 2; UST Temp Close: 0; AST Currently In Use: 0; AST Temp Closed: 0 | 2 | 0 | 3 | 15201-073-005607 | VULCAN OIL COMPANY INC.
42147 | Permanently Closed | 2006-09-01 | 1991-05-15 | 2006-09-01 | Petroleum | Unleaded gasoline | Unleaded gasoline | Local government | Fiberglass reinforced plastic | Fiberglass reinforced plastic |  |  | Fiberglass reinforced plastic |  | 1901-01-01 | Other, FRP | Catchment Basin, Single walled catchment basin | Flow Rest 90% Full | Flow Rest 90% Full |  |  | Automatic Tank Gauge | [8 empty] | UST Currently In Use: 0; UST Temp Close: 0; AST Currently In Use: 0; AST Temp Closed: 0 | 0 | 0 | 2 | 17526-017-015479 | CITY OF VALLEY
42148 | Permanently Closed | 2006-09-01 | 1991-05-15 | 2006-09-01 | Petroleum | On road diesel | On road diesel | Local government | Fiberglass reinforced plastic | Fiberglass reinforced plastic |  |  | Fiberglass reinforced plastic |  | 1901-01-01 | Other, FRP | Catchment Basin, Single walled catchment basin | Flow Rest 90% Full | Flow Rest 90% Full |  |  | Automatic Tank Gauge | [8 empty] | UST Currently In Use: 0; UST Temp Close: 0; AST Currently In Use: 0; AST Temp Closed: 0 | 0 | 0 | 2 | 17526-017-015479 | CITY OF VALLEY
42149 | Currently in Use |  | 1991-03-14 |  | Petroleum | Unleaded gasoline | Unleaded gasoline | Retail | Steel | Steel | Coated & cathodic protection (sti-P3) |  | Fiberglass reinforced plastic |  |  | Other, 2ND PIPE | Catchment Basin, Single walled catchment basin | Audible high level alarm At 90% full | Audible high level alarm At 90% full |  |  | Continuous Automatic Tank Gauge |  | Automatic flow restrictor (MLLD), Containment Sump | Containment Sump |  |  | Annual line testing | Annual line testing |  | UST Currently In Use: 3; UST Temp Close: 0; AST Currently In Use: 0; AST Temp Closed: 0 | 3 | 0 | 10 | 25292-061-002748 | JEREMY PRIDGEN
42150 | Currently in Use |  | 1991-03-14 |  | Petroleum | Mid-grade gasoline | Mid-grade gasoline | Retail | Steel | Steel | Coated & cathodic protection (sti-P3) |  | Fiberglass reinforced plastic |  |  | Other, 2ND PIPE | Catchment Basin, Single walled catchment basin | Audible high level alarm At 90% full | Audible high level alarm At 90% full |  |  | Continuous Automatic Tank Gauge |  | Automatic flow restrictor (MLLD), Containment Sump | Containment Sump |  |  | Annual line testing | Annual line testing |  | UST Currently In Use: 3; UST Temp Close: 0; AST Currently In Use: 0; AST Temp Closed: 0 | 3 | 0 | 10 | 25292-061-002748 | JEREMY PRIDGEN
42151 | Cannot Locate or abandoned | 2005-08-01 | 1991-07-01 |  | Petroleum | Unleaded gasoline | Unleaded gasoline | Retail | Steel | Steel | Coated & cathodic protection (sti-P3) |  | Fiberglass reinforced plastic |  | 1901-01-01 |  | Catchment Basin, Single walled catchment basin | Flow Rest 90% Full | Flow Rest 90% Full |  |  | Statistical Inventory Reconciliation (SIR) | [8 empty] | UST Currently In Use: 0; UST Temp Close: 0; AST Currently In Use: 0; AST Temp Closed: 0 | 0 | 0 | 0 | 19916-079-015612 | CLAY THOMAS
42152 | Permanently Closed | 1994-06-20 | 1981-01-01 | 1994-06-20 | Petroleum | Unleaded gasoline | Unleaded gasoline |  | Steel | Steel |  | Painted or None | Steel |  | 1901-01-01 | None | [14 empty] | UST Currently In Use: 0; UST Temp Close: 0; AST Currently In Use: 0; AST Temp Closed: 0 | 0 | 0 | 2 | 14714-049-000196 | NELLY STOVER
42153 | Permanently Closed | 1998-11-30 | 1987-06-02 | 2000-06-01 | Petroleum | Unleaded gasoline | Unleaded gasoline |  | Steel | Steel | Coated & cathodic protection (sti-P3) |  | Steel |  | 1901-01-01 | Field installed cathodic protection | Catchment Basin, Single walled catchment basin | [13 empty] | UST Currently In Use: 0; UST Temp Close: 0; AST Currently In Use: 0; AST Temp Closed: 0 | 0 | 0 | 2 | 17869-095-015613 | MICHAEL B WOOTEN
42154 | Permanently Closed | 1998-11-30 | 1987-06-02 | 2000-06-01 | Petroleum | Unleaded gasoline | Unleaded gasoline |  | Steel | Steel | Coated & cathodic protection (sti-P3) |  | Steel |  | 1901-01-01 | Field installed cathodic protection | Catchment Basin, Single walled catchment basin | [13 empty] | UST Currently In Use: 0; UST Temp Close: 0; AST Currently In Use: 0; AST Temp Closed: 0 | 0 | 0 | 2 | 17869-095-015613 | MICHAEL B WOOTEN
42155 | Permanently Closed | 1999-04-06 | 1983-03-24 | 1999-04-06 | Petroleum | Unleaded gasoline | Unleaded gasoline |  | Steel | Steel |  | Painted or None | Steel |  | 1901-01-01 | None | [11 empty] | Annual line testing | Annual line testing |  | UST Currently In Use: 0; UST Temp Close: 0; AST Currently In Use: 0; AST Temp Closed: 0 | 0 | 0 | 1 | 17452-089-015614 | HUNTER ELECTRIC SERVICE
42157 | Currently in Use |  | 1991-01-07 |  | Petroleum | On road diesel | On road diesel | Emergency Power Generator | Double Wall, Fiberglass reinforced plastic | Fiberglass reinforced plastic |  |  | Double Wall, Fiberglass reinforced plastic, COPPER |  | 1901-01-01 | Other | Double walled catchment basin, DOUBLE | Audible high level alarm At 90% full, Automatic shutoff device At 95% full | Automatic shutoff device At 95% full | Interstitial Monitoring within Secondary Containment | SENSOR TO ATG | Automatic Tank Gauge | [8 empty] | UST Currently In Use: 1; UST Temp Close: 0; AST Currently In Use: 0; AST Temp Closed: 0 | 1 | 0 | 1 | 14462-073-012061 | BELLSOUTH TELECOMM. DBA AT&T ALA.
42158 | Currently in Use |  | 1991-01-05 |  | Petroleum | On road diesel | On road diesel | Emergency Power Generator | Double Wall, Fiberglass reinforced plastic | Fiberglass reinforced plastic |  |  | Double Wall, Fiberglass reinforced plastic, COPPER |  | 1901-01-01 |  | Double walled catchment basin, DOUBLE | Audible high level alarm At 90% full, Automatic shutoff device At 95% full | Automatic shutoff device At 95% full | Interstitial Monitoring within Secondary Containment | SENSOR TO ATG | Automatic Tank Gauge | [8 empty] | UST Currently In Use: 1; UST Temp Close: 0; AST Currently In Use: 0; AST Temp Closed: 0 | 1 | 0 | 1 | 14462-073-012224 | BELLSOUTH TELECOMM. DBA AT&T ALA.
42159 | Permanently Closed | 1993-07-08 | 1987-10-30 | 1993-07-08 | Petroleum | Unleaded gasoline | Unleaded gasoline | Bulk facility | Fiberglass coated steel, Fiberglass reinforced plastic | Fiberglass reinforced plastic |  |  | Steel |  | 1901-01-01 | Other, FRP | Catchment Basin, Single walled catchment basin | Audible high level alarm At 90% full | Audible high level alarm At 90% full |  |  | Automatic Tank Gauge | [8 empty] | UST Currently In Use: 0; UST Temp Close: 0; AST Currently In Use: 0; AST Temp Closed: 0 | 0 | 0 | 2 | 14462-043-015654 | BELLSOUTH TELECOMM. DBA AT&T ALA.
42160 | Permanently Closed | 1996-09-01 | 1976-09-30 | 1996-09-01 | Petroleum | On road diesel | On road diesel | Emergency power generator | Steel | Steel |  | Painted or None | Steel |  | 1901-01-01 | None | [11 empty] | Annual line testing | Annual line testing |  | UST Currently In Use: 0; UST Temp Close: 1; AST Currently In Use: 0; AST Temp Closed: 0 | 0 | 1 | 1 | 23447-073-015655 | 5565 BAGBY AS LLC C/O PF FINANCIAL
42161 | Permanently Closed | 2020-08-06 | 1991-07-10 | 2020-08-06 | Petroleum | Unleaded gasoline | Unleaded gasoline | Retail, State/Federal Government | Single Wall, Steel | Steel | Coated & cathodic protection (sti-P3) |  | Double Wall, Steel, FIBCOATED |  |  | Isolated or Above Ground, FLXS ISOLA | Catchment Basin, Single walled catchment basin | Automatic shutoff device At 95% full, Flow Rest 90% Full | Flow Rest 90% Full |  |  | Continuous Automatic Tank Gauge |  | Automatic shutoff device (AELLD), Containment Sump | Containment Sump | [5 empty] | UST Currently In Use: 0; UST Temp Close: 0; AST Currently In Use: 0; AST Temp Closed: 0 | 0 | 0 | 3 | 25788-089-015615 | ALDOT
42162 | Permanently Closed | 2020-08-06 | 1991-07-10 | 2020-08-06 | Petroleum | Mid-grade gasoline | Mid-grade gasoline | Retail, State/Federal Government | Single Wall, Steel | Steel | Coated & cathodic protection (sti-P3) |  | Double Wall, Steel, FIBCOATED |  |  | Isolated or Above Ground, FLXS ISOLA | Catchment Basin, Single walled catchment basin | Automatic shutoff device At 95% full, Flow Rest 90% Full | Flow Rest 90% Full |  |  | Continuous Automatic Tank Gauge |  | Automatic shutoff device (AELLD), Containment Sump | Containment Sump | [5 empty] | UST Currently In Use: 0; UST Temp Close: 0; AST Currently In Use: 0; AST Temp Closed: 0 | 0 | 0 | 3 | 25788-089-015615 | ALDOT
42163 | Permanently Closed | 2020-08-06 | 1991-07-10 | 2020-08-06 | Petroleum | Premium gasoline | Premium gasoline | Retail, State/Federal Government | Single Wall, Steel | Steel | Coated & cathodic protection (sti-P3) |  | Double Wall, Steel, FIBCOATED |  |  | Isolated or Above Ground, FLXS ISOLA | Catchment Basin, Single walled catchment basin | Automatic shutoff device At 95% full, Flow Rest 90% Full | Flow Rest 90% Full |  |  | Continuous Automatic Tank Gauge |  | Automatic shutoff device (AELLD), Containment Sump | Containment Sump | [5 empty] | UST Currently In Use: 0; UST Temp Close: 0; AST Currently In Use: 0; AST Temp Closed: 0 | 0 | 0 | 3 | 25788-089-015615 | ALDOT
42164 | Temporary Closed | 2016-06-01 | 1961-01-01 |  | Petroleum | Used oil | Used oil |  | Steel | Steel | Field installed cathodic protection | [5 empty] | Other, EXEMPT | Other, EXEMPT | Other | [11 empty] | UST Currently In Use: 3; UST Temp Close: 1; AST Currently In Use: 0; AST Temp Closed: 0 | 3 | 1 | 0 | 20091-061-002579 | DAG PROPERTIES LLC
42165 | Currently in Use |  | 1991-07-26 |  | Petroleum | Unleaded gasoline | Unleaded gasoline | Local Government | Fiberglass reinforced plastic | Fiberglass reinforced plastic |  |  | Fiberglass reinforced plastic |  | 1901-01-01 | None | Catchment Basin, Single walled catchment basin | Automatic shutoff device At 95% full | Automatic shutoff device At 95% full |  |  | Automatic Tank Gauge |  | Automatic flow restrictor (MLLD) | Automatic flow restrictor (MLLD) |  |  | Annual line testing | Annual line testing |  | UST Currently In Use: 2; UST Temp Close: 0; AST Currently In Use: 0; AST Temp Closed: 0 | 2 | 0 | 0 | 14394-117-000958 | SHELBY COUNTY COMMISSION
42166 | Currently in Use |  | 1991-07-26 |  | Petroleum | On road diesel | On road diesel | Local Government | Fiberglass reinforced plastic | Fiberglass reinforced plastic |  |  | Fiberglass reinforced plastic |  | 1901-01-01 | None | Catchment Basin, Single walled catchment basin | Automatic shutoff device At 95% full | Automatic shutoff device At 95% full |  |  | Automatic Tank Gauge |  | Automatic flow restrictor (MLLD) | Automatic flow restrictor (MLLD) |  |  | Annual line testing | Annual line testing |  | UST Currently In Use: 2; UST Temp Close: 0; AST Currently In Use: 0; AST Temp Closed: 0 | 2 | 0 | 0 | 14394-117-000958 | SHELBY COUNTY COMMISSION
42167 | Currently in Use |  | 1991-07-10 |  | Petroleum | Unleaded gasoline | Unleaded gasoline |  | Single Wall, Steel | Steel | Coated & cathodic protection (sti-P3), Field installed cathodic protection |  | Double Wall, Fiberglass reinforced plastic |  | 1901-01-01 | Other, 2ND CONT. | Catchment Basin, Single walled catchment basin | Flow Rest 90% Full | Flow Rest 90% Full |  |  | Continuous Automatic Tank Gauge |  | Automatic flow restrictor (MLLD) | Automatic flow restrictor (MLLD) |  |  | Annual line testing | Annual line testing |  | UST Currently In Use: 3; UST Temp Close: 0; AST Currently In Use: 0; AST Temp Closed: 0 | 3 | 0 | 0 | 23598-049-015616 | R & R PARTNERSHIP
42168 | Currently in Use |  | 1991-07-10 |  | Petroleum | Premium gasoline | Premium gasoline |  | Single Wall, Steel | Steel | Coated & cathodic protection (sti-P3), Field installed cathodic protection |  | Double Wall, Fiberglass reinforced plastic |  | 1901-01-01 | Other, 2ND CONT. | Catchment Basin, Single walled catchment basin | Flow Rest 90% Full | Flow Rest 90% Full |  |  | Continuous Automatic Tank Gauge |  | Automatic flow restrictor (MLLD) | Automatic flow restrictor (MLLD) |  |  | Annual line testing | Annual line testing |  | UST Currently In Use: 3; UST Temp Close: 0; AST Currently In Use: 0; AST Temp Closed: 0 | 3 | 0 | 0 | 23598-049-015616 | R & R PARTNERSHIP
42169 | Currently in Use |  | 1991-07-10 |  | Petroleum | On road diesel | On road diesel |  | Steel | Steel | Coated & cathodic protection (sti-P3), Field installed cathodic protection |  | Fiberglass reinforced plastic |  | 1901-01-01 | Other, 2ND CONT. | Catchment Basin, Single walled catchment basin | Flow Rest 90% Full | Flow Rest 90% Full |  |  | Continuous Automatic Tank Gauge |  | Automatic flow restrictor (MLLD) | Automatic flow restrictor (MLLD) |  |  | Annual line testing | Annual line testing |  | UST Currently In Use: 3; UST Temp Close: 0; AST Currently In Use: 0; AST Temp Closed: 0 | 3 | 0 | 0 | 23598-049-015616 | R & R PARTNERSHIP
42170 | Temporary Closed | 2023-02-06 | 1989-04-05 |  | Petroleum | Unleaded gasoline | Unleaded gasoline |  | Steel | Steel | Coated & cathodic protection (sti-P3) |  | Fiberglass reinforced plastic |  |  |  | Catchment Basin, Single walled catchment basin | Flow Rest 90% Full | Flow Rest 90% Full |  |  | Statistical Inventory Reconciliation (SIR) | [8 empty] | UST Currently In Use: 0; UST Temp Close: 2; AST Currently In Use: 0; AST Temp Closed: 0 | 0 | 2 | 0 | 17457-083-015617 | SOUTH LIMESTONE COOP
42171 | Temporary Closed | 2023-02-06 | 1989-04-05 |  | Petroleum | On road diesel | On road diesel |  | Steel | Steel | Coated & cathodic protection (sti-P3) |  | Fiberglass reinforced plastic |  |  |  | Catchment Basin, Single walled catchment basin | Flow Rest 90% Full | Flow Rest 90% Full |  |  | Automatic Tank Gauge | [8 empty] | UST Currently In Use: 0; UST Temp Close: 2; AST Currently In Use: 0; AST Temp Closed: 0 | 0 | 2 | 0 | 17457-083-015617 | SOUTH LIMESTONE COOP
42172 | Permanently Closed | 1997-04-01 | 1990-03-28 | 1997-05-13 | Petroleum | On road diesel | On road diesel | Emergency power generator | Fiberglass reinforced plastic | Fiberglass reinforced plastic |  |  | Other, COPPER |  | 1901-01-01 | Other, PVC | Catchment Basin, Single walled catchment basin | Audible high level alarm At 90% full | Audible high level alarm At 90% full |  | PIT LINER | Automatic Tank Gauge | [5 empty] | Annual line testing | Annual line testing |  | UST Currently In Use: 0; UST Temp Close: 0; AST Currently In Use: 1; AST Temp Closed: 0 | 0 | 0 | 1 | 14462-089-015618 | BELLSOUTH TELECOMM. DBA AT&T ALA.
42173 | Currently in Use |  | 1991-03-06 |  | Petroleum | Unleaded gasoline | Unleaded gasoline | Retail | Single Wall, Steel | Steel | Coated & cathodic protection (sti-P3) |  | Fiberglass reinforced plastic, Single Wall |  |  | Other, FLXS ISOLA | Catchment Basin, Single walled catchment basin | Flow Rest 90% Full | Flow Rest 90% Full |  |  | Continuous Automatic Tank Gauge | Direct Bury submersible pump | Automatic shutoff device (AELLD) | Automatic shutoff device (AELLD) | [5 empty] | UST Currently In Use: 2; UST Temp Close: 0; AST Currently In Use: 0; AST Temp Closed: 0 | 2 | 0 | 2 | 23605-127-015072 | L J ENTERPRISES
42175 | Currently in Use |  | 1991-03-06 |  | Petroleum | Premium gasoline | Premium gasoline | Retail | Single Wall, Steel | Steel | Coated & cathodic protection (sti-P3) |  | Fiberglass reinforced plastic, Single Wall |  |  | Other, FLXS ISOLA | Catchment Basin, Single walled catchment basin | Flow Rest 90% Full | Flow Rest 90% Full |  |  | Continuous Automatic Tank Gauge | Direct Bury submersible pump | Automatic shutoff device (AELLD) | Automatic shutoff device (AELLD) | [5 empty] | UST Currently In Use: 2; UST Temp Close: 0; AST Currently In Use: 0; AST Temp Closed: 0 | 2 | 0 | 2 | 23605-127-015072 | L J ENTERPRISES
42176 | Permanently Closed | 2019-06-30 | 1990-11-09 | 2020-05-06 | Petroleum | Unleaded gasoline | Unleaded gasoline | Retail | Steel | Steel | Coated & cathodic protection (sti-P3) |  | Fiberglass reinforced plastic |  |  |  | Catchment Basin, Single walled catchment basin | Flow Rest 90% Full | Flow Rest 90% Full |  |  | Continuous Automatic Tank Gauge |  | Automatic flow restrictor (MLLD) | Automatic flow restrictor (MLLD) |  |  | Annual line testing | Annual line testing |  | UST Currently In Use: 0; UST Temp Close: 0; AST Currently In Use: 0; AST Temp Closed: 0 | 0 | 0 | 3 | 12899-101-014946 | MCNEILL FAMILY PARTNERS LP
42177 | Permanently Closed | 2019-06-30 | 1990-11-09 | 2020-05-06 | Petroleum | Unleaded gasoline | Unleaded gasoline | Retail | Steel | Steel | Coated & cathodic protection (sti-P3) |  | Fiberglass reinforced plastic |  |  |  | Catchment Basin, Single walled catchment basin | Flow Rest 90% Full | Flow Rest 90% Full |  |  | Continuous Automatic Tank Gauge |  | Automatic flow restrictor (MLLD) | Automatic flow restrictor (MLLD) |  |  | Annual line testing | Annual line testing |  | UST Currently In Use: 0; UST Temp Close: 0; AST Currently In Use: 0; AST Temp Closed: 0 | 0 | 0 | 3 | 12899-101-014946 | MCNEILL FAMILY PARTNERS LP
42178 | Permanently Closed | 2019-06-30 | 1990-11-09 | 2020-05-06 | Petroleum | Unleaded gasoline | Unleaded gasoline | Retail | Steel | Steel | Coated & cathodic protection (sti-P3) |  | Fiberglass reinforced plastic |  |  |  | Catchment Basin, Single walled catchment basin | Flow Rest 90% Full | Flow Rest 90% Full |  |  | Continuous Automatic Tank Gauge |  | Automatic flow restrictor (MLLD) | Automatic flow restrictor (MLLD) |  |  | Annual line testing | Annual line testing |  | UST Currently In Use: 0; UST Temp Close: 0; AST Currently In Use: 0; AST Temp Closed: 0 | 0 | 0 | 3 | 12899-101-014946 | MCNEILL FAMILY PARTNERS LP
42179 | Permanently Closed | 1999-01-05 | 1986-10-10 | 1999-01-05 | Petroleum | Unleaded gasoline | Unleaded gasoline |  | Steel | Steel | Coated & cathodic protection (sti-P3) |  | Steel |  | 1901-01-01 | Field installed cathodic protection | [5 empty] | Manual Tank Gauging (only tanks 1000 gal. or less and 48” or 64” in diameter) | [8 empty] | UST Currently In Use: 2; UST Temp Close: 0; AST Currently In Use: 0; AST Temp Closed: 0 | 2 | 0 | 2 | 24217-081-015480 | MOHAMMED Y KHAN
42180 | Permanently Closed | 1999-01-05 | 1986-10-10 | 1999-01-05 | Petroleum | Unleaded gasoline | Unleaded gasoline |  | Steel | Steel | Coated & cathodic protection (sti-P3) |  | Steel |  | 1901-01-01 | Field installed cathodic protection | [5 empty] | Manual Tank Gauging (only tanks 1000 gal. or less and 48” or 64” in diameter) | [8 empty] | UST Currently In Use: 2; UST Temp Close: 0; AST Currently In Use: 0; AST Temp Closed: 0 | 2 | 0 | 2 | 24217-081-015480 | MOHAMMED Y KHAN
42181 | Permanently Closed | 1994-03-08 | 1989-08-01 | 1994-03-08 | Petroleum | Unleaded gasoline | Unleaded gasoline |  | Fiberglass reinforced plastic | Fiberglass reinforced plastic |  |  | Fiberglass reinforced plastic |  | 1901-01-01 | None | Catchment Basin, Single walled catchment basin | [9 empty] | INTERSTITIAL BARRIER |  |  |  | UST Currently In Use: 0; UST Temp Close: 0; AST Currently In Use: 0; AST Temp Closed: 0 | 0 | 0 | 5 | 10102-015-002136 | COCA COLA BOTTLING CO OF ALABAMA
42182 | Permanently Closed | 1994-03-08 | 1989-08-01 | 1994-03-08 | Petroleum | On road diesel | On road diesel |  | Fiberglass reinforced plastic | Fiberglass reinforced plastic |  |  | Fiberglass reinforced plastic |  | 1901-01-01 | None | Catchment Basin, Single walled catchment basin | [9 empty] | INTERSTITIAL BARRIER |  |  |  | UST Currently In Use: 0; UST Temp Close: 0; AST Currently In Use: 0; AST Temp Closed: 0 | 0 | 0 | 5 | 10102-015-002136 | COCA COLA BOTTLING CO OF ALABAMA
42183 | Currently in Use |  | 1990-07-19 |  | Petroleum | Unleaded gasoline | Unleaded gasoline | Retail | Single Wall, Steel | Steel | Coated & cathodic protection (sti-P3) |  | Double Wall, Fiberglass reinforced plastic |  |  |  | Catchment Basin, Single walled catchment basin | Audible high level alarm At 90% full | Audible high level alarm At 90% full |  |  | Continuous Automatic Tank Gauge |  | Automatic flow restrictor (MLLD), Containment Sump | Containment Sump |  |  | Annual line testing | Annual line testing |  | UST Currently In Use: 4; UST Temp Close: 0; AST Currently In Use: 0; AST Temp Closed: 0 | 4 | 0 | 0 | 25077-027-015656 | RON'S FOOD MART INC
42184 | Currently in Use |  | 1990-07-19 |  | Petroleum | Unleaded gasoline | Unleaded gasoline | Retail | Single Wall, Steel | Steel | Coated & cathodic protection (sti-P3) |  | Double Wall, Fiberglass reinforced plastic |  |  |  | Catchment Basin, Single walled catchment basin | Audible high level alarm At 90% full | Audible high level alarm At 90% full |  |  | Continuous Automatic Tank Gauge |  | Automatic flow restrictor (MLLD), Containment Sump | Containment Sump |  |  | Annual line testing | Annual line testing |  | UST Currently In Use: 4; UST Temp Close: 0; AST Currently In Use: 0; AST Temp Closed: 0 | 4 | 0 | 0 | 25077-027-015656 | RON'S FOOD MART INC
42185 | Currently in Use |  | 1990-07-19 |  | Petroleum | On road diesel | On road diesel | Retail | Single Wall, Steel | Steel | Coated & cathodic protection (sti-P3) |  | Double Wall, Fiberglass reinforced plastic |  |  |  | Catchment Basin, Single walled catchment basin | Audible high level alarm At 90% full | Audible high level alarm At 90% full |  |  | Continuous Automatic Tank Gauge |  | Automatic flow restrictor (MLLD), Containment Sump | Containment Sump |  |  | Annual line testing | Annual line testing |  | UST Currently In Use: 4; UST Temp Close: 0; AST Currently In Use: 0; AST Temp Closed: 0 | 4 | 0 | 0 | 25077-027-015656 | RON'S FOOD MART INC
42186 | Currently in Use |  | 1991-07-09 |  | Petroleum | On road diesel | On road diesel | Industrial | Double Wall, Fiberglass reinforced plastic | Fiberglass reinforced plastic |  |  | Fiberglass reinforced plastic, Single Wall |  | 1901-01-01 | Other, FIBERGLASS | Catchment Basin, Single walled catchment basin | Flow Rest 90% Full | Flow Rest 90% Full |  |  | Automatic Tank Gauge | Single walled submersible pump containment sump | Automatic flow restrictor (MLLD), Containment Sump | Containment Sump |  |  | Annual line testing | Annual line testing |  | UST Currently In Use: 1; UST Temp Close: 0; AST Currently In Use: 0; AST Temp Closed: 0 | 1 | 0 | 3 | 10703-089-000266 | BROWNING FERRIS INDUSTRIES OF AL INC
42187 | Permanently Closed | 2016-05-02 | 1991-08-01 | 2022-08-04 | Petroleum | Unleaded gasoline | Unleaded gasoline | Retail | Single Wall, Steel | Steel | Coated & cathodic protection (sti-P3) |  | Fiberglass reinforced plastic, Single Wall |  |  |  | Catchment Basin, Single walled catchment basin | Automatic shutoff device At 95% full | Automatic shutoff device At 95% full |  |  | Statistical Inventory Reconciliation (SIR) | [8 empty] | UST Currently In Use: 0; UST Temp Close: 0; AST Currently In Use: 0; AST Temp Closed: 0 | 0 | 0 | 6 | 16730-079-014598 | RICKEY JOHNSON
42188 | Permanently Closed | 2016-05-02 | 1991-08-01 | 2022-08-04 | Petroleum | Premium gasoline | Premium gasoline | Retail | Single Wall, Steel | Steel | Coated & cathodic protection (sti-P3) |  | Fiberglass reinforced plastic, Single Wall |  |  |  | Catchment Basin, Single walled catchment basin | Automatic shutoff device At 95% full | Automatic shutoff device At 95% full |  |  | Statistical Inventory Reconciliation (SIR) | [8 empty] | UST Currently In Use: 0; UST Temp Close: 0; AST Currently In Use: 0; AST Temp Closed: 0 | 0 | 0 | 6 | 16730-079-014598 | RICKEY JOHNSON
42189 | Permanently Closed | 2016-05-02 | 1991-08-01 | 2022-08-04 | Petroleum | On road diesel | On road diesel | Retail | Single Wall, Steel | Steel | Coated & cathodic protection (sti-P3) |  | Fiberglass reinforced plastic, Single Wall |  |  |  | Catchment Basin, Single walled catchment basin | Automatic shutoff device At 95% full | Automatic shutoff device At 95% full |  |  | Statistical Inventory Reconciliation (SIR) | [8 empty] | UST Currently In Use: 0; UST Temp Close: 0; AST Currently In Use: 0; AST Temp Closed: 0 | 0 | 0 | 6 | 16730-079-014598 | RICKEY JOHNSON
42191 | Permanently Closed | 1997-12-16 | 1983-01-01 | 1997-12-16 | Petroleum | On road diesel | On road diesel | Bulk facility | Steel | Steel |  | Painted or None | Steel |  | 1901-01-01 | None | [11 empty] | Annual line testing | Annual line testing |  | UST Currently In Use: 0; UST Temp Close: 0; AST Currently In Use: 1; AST Temp Closed: 0 | 0 | 0 | 1 | 17460-049-015619 | BRIGGS CHITWOOD
42192 | Permanently Closed | 2020-01-01 | 1986-04-14 23:00 |  | Petroleum | Aviation fuel (JP-4; etc.) | Aviation fuel (JP-4; etc.) | Local Government, Retail | Fiberglass reinforced plastic | Fiberglass reinforced plastic |  |  | Fiberglass reinforced plastic |  | 1901-01-01 | None | Catchment Basin, Single walled catchment basin | Audible high level alarm At 90% full, Automatic shutoff device At 95% full | Automatic shutoff device At 95% full |  |  | Continuous Automatic Tank Gauge | [8 empty] | UST Currently In Use: 0; UST Temp Close: 0; AST Currently In Use: 1; AST Temp Closed: 0 | 0 | 0 | 6 | 15747-051-000952 | CITY OF WETUMPKA
42193 | Permanently Closed | 1984-01-01 | 1983-01-01 | 1995-06-15 | Petroleum | Unleaded gasoline | Unleaded gasoline |  | Steel | Steel |  |  | Steel |  | 1901-01-01 | [15 empty] | UST Currently In Use: 0; UST Temp Close: 0; AST Currently In Use: 0; AST Temp Closed: 0 | 0 | 0 | 1 | 17462-089-015621 | DAVID R AND JOAN JONES
42194 | Permanently Closed | 2017-10-30 | 1991-06-12 | 2017-11-13 | Petroleum | Premium gasoline | Premium gasoline | Retail | Fiberglass reinforced plastic, Single Wall | Single Wall |  |  | Fiberglass reinforced plastic |  | 1901-01-01 |  | Catchment Basin, Single walled catchment basin | Automatic shutoff device At 95% full | Automatic shutoff device At 95% full |  |  | Continuous Automatic Tank Gauge |  | Containment Sump | Containment Sump |  |  | Annual line testing | Annual line testing |  | UST Currently In Use: 2; UST Temp Close: 0; AST Currently In Use: 0; AST Temp Closed: 0 | 2 | 0 | 3 | 23413-073-015658 | CIRCLE K STORES, INC.
42195 | Permanently Closed | 2017-10-30 | 1991-06-12 | 2017-11-13 | Petroleum | Mid-grade gasoline | Mid-grade gasoline | Retail | Fiberglass reinforced plastic, Single Wall | Single Wall |  |  | Fiberglass reinforced plastic |  | 1901-01-01 |  | Catchment Basin, Single walled catchment basin | Automatic shutoff device At 95% full | Automatic shutoff device At 95% full |  |  | Continuous Automatic Tank Gauge |  | Containment Sump | Containment Sump |  |  | Annual line testing | Annual line testing |  | UST Currently In Use: 2; UST Temp Close: 0; AST Currently In Use: 0; AST Temp Closed: 0 | 2 | 0 | 3 | 23413-073-015658 | CIRCLE K STORES, INC.
42196 | Permanently Closed | 2015-10-30 | 1991-06-12 | 2017-11-13 | Petroleum | Unleaded gasoline | Unleaded gasoline | Retail | Fiberglass reinforced plastic, Single Wall | Single Wall |  |  | Fiberglass reinforced plastic |  | 1901-01-01 |  | Catchment Basin, Single walled catchment basin | Automatic shutoff device At 95% full | Automatic shutoff device At 95% full |  |  | Continuous Automatic Tank Gauge |  | Containment Sump | Containment Sump |  |  | Annual line testing | Annual line testing |  | UST Currently In Use: 2; UST Temp Close: 0; AST Currently In Use: 0; AST Temp Closed: 0 | 2 | 0 | 3 | 23413-073-015658 | CIRCLE K STORES, INC.
42197 | Permanently Closed | 1995-12-01 | 1901-01-01 | 1995-12-04 | Petroleum | Used oil | Used oil |  | Steel | Steel |  | Painted or None | Steel |  | 1901-01-01 | [12 empty] | Annual line testing | Annual line testing |  | UST Currently In Use: 0; UST Temp Close: 0; AST Currently In Use: 2; AST Temp Closed: 0 | 0 | 0 | 6 | 10322-073-002745 | ASSOCIATED GROCERS OF ALABAMA INC
42198 | Permanently Closed | 1995-12-01 | 1901-01-01 | 1995-12-04 | Petroleum | Other, NEW OIL | Other |  | Steel | Steel |  | Painted or None | Steel |  | 1901-01-01 | [12 empty] | Annual line testing | Annual line testing |  | UST Currently In Use: 0; UST Temp Close: 0; AST Currently In Use: 2; AST Temp Closed: 0 | 0 | 0 | 6 | 10322-073-002745 | ASSOCIATED GROCERS OF ALABAMA INC
42199 | Permanently Closed | 1997-06-01 | 1988-10-14 | 2012-09-17 | Petroleum | Unleaded gasoline | Unleaded gasoline |  | Steel | Steel | Coated & cathodic protection (sti-P3) |  | Fiberglass reinforced plastic |  |  |  |  | Flow Rest 90% Full | Flow Rest 90% Full | [11 empty] | UST Currently In Use: 0; UST Temp Close: 0; AST Currently In Use: 2; AST Temp Closed: 0 | 0 | 0 | 2 | 22157-073-015657 | SOUTHEASTERN PLATE WORKS, LLC
42201 | Permanently Closed | 2012-09-17 | 1988-10-14 | 2012-09-17 | Petroleum | On road diesel | On road diesel | Industrial | Steel | Steel | Coated & cathodic protection (sti-P3) |  | Fiberglass reinforced plastic |  |  |  | Catchment Basin, Single walled catchment basin | Automatic shutoff device At 95% full, Flow Rest 90% Full | Flow Rest 90% Full |  |  | Statistical Inventory Reconciliation (SIR) | [5 empty] | Annual line testing, Statistical inventory reconciliation (SIR) | Statistical inventory reconciliation (SIR) |  | UST Currently In Use: 0; UST Temp Close: 0; AST Currently In Use: 2; AST Temp Closed: 0 | 0 | 0 | 2 | 22157-073-015657 | SOUTHEASTERN PLATE WORKS, LLC
42202 | Currently in Use |  | 1991-07-17 |  | Petroleum | Unleaded gasoline | Unleaded gasoline | Retail | Single Wall, Steel | Steel | Coated & cathodic protection (sti-P3) |  | Fiberglass reinforced plastic, Single Wall |  |  |  | Catchment Basin, Single walled catchment basin | Flow Rest 90% Full | Flow Rest 90% Full |  |  | Continuous Automatic Tank Gauge | [8 empty] | UST Currently In Use: 4; UST Temp Close: 0; AST Currently In Use: 0; AST Temp Closed: 0 | 4 | 0 | 5 | 24698-055-005718 | PIERCE PETRO, LLC
42203 | Currently in Use |  | 1991-07-17 |  | Petroleum | Mid-grade gasoline | Mid-grade gasoline | Retail | Single Wall, Steel | Steel | Coated & cathodic protection (sti-P3) |  | Fiberglass reinforced plastic, Single Wall |  |  |  | Catchment Basin, Single walled catchment basin | Flow Rest 90% Full | Flow Rest 90% Full |  |  | Continuous Automatic Tank Gauge | [8 empty] | UST Currently In Use: 4; UST Temp Close: 0; AST Currently In Use: 0; AST Temp Closed: 0 | 4 | 0 | 5 | 24698-055-005718 | PIERCE PETRO, LLC
42204 | Currently in Use |  | 1991-07-17 |  | Petroleum | Premium gasoline | Premium gasoline | Retail | Single Wall, Steel | Steel | Coated & cathodic protection (sti-P3) |  | Fiberglass reinforced plastic, Single Wall |  |  |  | Catchment Basin, Single walled catchment basin | Flow Rest 90% Full | Flow Rest 90% Full |  |  | Continuous Automatic Tank Gauge | [8 empty] | UST Currently In Use: 4; UST Temp Close: 0; AST Currently In Use: 0; AST Temp Closed: 0 | 4 | 0 | 5 | 24698-055-005718 | PIERCE PETRO, LLC
42205 | Currently in Use |  | 1991-08-09 |  | Petroleum | On road diesel | On road diesel | Retail | Single Wall, Steel | Steel | Coated & cathodic protection (sti-P3) |  | Fiberglass reinforced plastic, Single Wall |  |  |  | Catchment Basin, Single walled catchment basin | Flow Rest 90% Full | Flow Rest 90% Full |  |  | Continuous Automatic Tank Gauge | [8 empty] | UST Currently In Use: 4; UST Temp Close: 0; AST Currently In Use: 0; AST Temp Closed: 0 | 4 | 0 | 5 | 24698-055-005718 | PIERCE PETRO, LLC
42206 | Permanently Closed | 1994-01-25 | 1987-08-17 | 1994-01-25 | Petroleum | Unleaded gasoline | Unleaded gasoline |  | Steel | Steel | Coated & cathodic protection (sti-P3) |  | Fiberglass reinforced plastic |  | 1901-01-01 | None | [14 empty] | UST Currently In Use: 0; UST Temp Close: 0; AST Currently In Use: 0; AST Temp Closed: 0 | 0 | 0 | 3 | 17466-103-015622 | JEFFERSON PROPERTIES
42207 | Permanently Closed | 1994-01-25 | 1987-08-17 | 1994-01-25 | Petroleum | Unleaded gasoline | Unleaded gasoline |  | Steel | Steel | Coated & cathodic protection (sti-P3) |  | Fiberglass reinforced plastic |  | 1901-01-01 | None | [14 empty] | UST Currently In Use: 0; UST Temp Close: 0; AST Currently In Use: 0; AST Temp Closed: 0 | 0 | 0 | 3 | 17466-103-015622 | JEFFERSON PROPERTIES
42208 | Permanently Closed | 1994-01-25 | 1987-08-17 | 1994-01-25 | Petroleum | Unleaded gasoline | Unleaded gasoline |  | Steel | Steel | Coated & cathodic protection (sti-P3) |  | Fiberglass reinforced plastic |  | 1901-01-01 | None | [14 empty] | UST Currently In Use: 0; UST Temp Close: 0; AST Currently In Use: 0; AST Temp Closed: 0 | 0 | 0 | 3 | 17466-103-015622 | JEFFERSON PROPERTIES
42209 | Permanently Closed | 1993-05-18 | 1981-01-15 | 1993-05-18 | Petroleum | Unleaded gasoline | Unleaded gasoline | Bulk facility | Fiberglass coated steel | Fiberglass coated steel |  |  | Steel |  | 1901-01-01 |  | Catchment Basin, Single walled catchment basin | Audible high level alarm At 90% full | Audible high level alarm At 90% full |  |  | Automatic Tank Gauge | [8 empty] | UST Currently In Use: 0; UST Temp Close: 0; AST Currently In Use: 0; AST Temp Closed: 0 | 0 | 0 | 1 | 14462-033-015623 | BELLSOUTH TELECOMM. DBA AT&T ALA.
42210 | Temporary Closed | 2017-06-07 | 1988-04-18 |  | Petroleum | On road diesel | On road diesel | Industrial, Local Government | Single Wall, Steel | Steel | Coated & cathodic protection (sti-P3) |  | Fiberglass reinforced plastic, Single Wall |  |  |  | Catchment Basin, Single walled catchment basin | Flow Rest 90% Full | Flow Rest 90% Full |  |  | Automatic Tank Gauge | [8 empty] | UST Currently In Use: 0; UST Temp Close: 2; AST Currently In Use: 1; AST Temp Closed: 0 | 0 | 2 | 0 | 12487-089-015624 | HUNTSVILLE CITY SCHOOLS
42212 | Temporary Closed | 2017-06-07 | 1988-04-18 |  | Petroleum | Unleaded gasoline | Unleaded gasoline | Industrial, Local Government | Single Wall, Steel | Steel | Coated & cathodic protection (sti-P3) |  | Fiberglass reinforced plastic, Single Wall |  |  |  | Catchment Basin, Single walled catchment basin | Flow Rest 90% Full | Flow Rest 90% Full |  |  | Automatic Tank Gauge | [8 empty] | UST Currently In Use: 0; UST Temp Close: 2; AST Currently In Use: 1; AST Temp Closed: 0 | 0 | 2 | 0 | 12487-089-015624 | HUNTSVILLE CITY SCHOOLS
42215 | Permanently Closed | 1991-11-06 | 1979-07-12 | 1991-11-06 | Petroleum | Unleaded gasoline | Unleaded gasoline |  | Steel | Steel |  |  |  |  | 1901-01-01 | [15 empty] | UST Currently In Use: 0; UST Temp Close: 0; AST Currently In Use: 0; AST Temp Closed: 0 | 0 | 0 | 2 | 17442-073-015659 | JIM MCCORMICK
42216 | Permanently Closed | 1991-11-06 | 1979-07-12 | 1991-11-06 | Petroleum | On road diesel | On road diesel |  | Steel | Steel |  |  |  |  | 1901-01-01 | [15 empty] | UST Currently In Use: 0; UST Temp Close: 0; AST Currently In Use: 0; AST Temp Closed: 0 | 0 | 0 | 2 | 17442-073-015659 | JIM MCCORMICK
42217 | Permanently Closed | 1996-07-10 | 1986-06-05 | 1996-07-10 | Petroleum | On road diesel | On road diesel | State/federal government | Steel | Steel | Coated & cathodic protection (sti-P3) |  | Steel |  | 1901-01-01 | Field installed cathodic protection | [14 empty] | UST Currently In Use: 2; UST Temp Close: 0; AST Currently In Use: 0; AST Temp Closed: 0 | 2 | 0 | 3 | 14665-089-002937 | DEPARTMENT OF TRANSPORTATION HIGHWAY
42218 | Permanently Closed | 1996-07-10 | 1986-06-05 | 1996-07-10 | Petroleum | Unleaded gasoline | Unleaded gasoline | State/federal government | Steel | Steel | Coated & cathodic protection (sti-P3) |  | Steel |  | 1901-01-01 | Field installed cathodic protection | [14 empty] | UST Currently In Use: 2; UST Temp Close: 0; AST Currently In Use: 0; AST Temp Closed: 0 | 2 | 0 | 3 | 14665-089-002937 | DEPARTMENT OF TRANSPORTATION HIGHWAY
42219 | Permanently Closed | 1996-07-10 | 1986-06-05 | 1996-07-10 | Petroleum | Unleaded gasoline | Unleaded gasoline | State/federal government | Steel | Steel | Coated & cathodic protection (sti-P3) |  | Steel |  | 1901-01-01 | Field installed cathodic protection | [14 empty] | UST Currently In Use: 2; UST Temp Close: 0; AST Currently In Use: 0; AST Temp Closed: 0 | 2 | 0 | 3 | 14665-089-002937 | DEPARTMENT OF TRANSPORTATION HIGHWAY
42220 | Permanently Closed | 1996-05-08 | 1982-07-08 | 1996-05-08 | Petroleum | On road diesel | On road diesel | State/federal government | Steel | Steel | Coated & cathodic protection (sti-P3) |  | Steel |  | 1901-01-01 | Field installed cathodic protection | [14 empty] | UST Currently In Use: 2; UST Temp Close: 0; AST Currently In Use: 0; AST Temp Closed: 0 | 2 | 0 | 3 | 14665-071-002990 | DEPARTMENT OF TRANSPORTATION HIGHWAY
42221 | Permanently Closed | 1996-05-08 | 1982-07-08 | 1996-05-08 | Petroleum | On road diesel | On road diesel | State/federal government | Steel | Steel | Coated & cathodic protection (sti-P3) |  | Steel |  | 1901-01-01 | Field installed cathodic protection | [14 empty] | UST Currently In Use: 2; UST Temp Close: 0; AST Currently In Use: 0; AST Temp Closed: 0 | 2 | 0 | 3 | 14665-071-002990 | DEPARTMENT OF TRANSPORTATION HIGHWAY
42222 | Permanently Closed | 1996-05-08 | 1982-07-08 | 1996-05-08 | Petroleum | Unleaded gasoline | Unleaded gasoline | State/federal government | Steel | Steel | Coated & cathodic protection (sti-P3) |  | Steel |  | 1901-01-01 | Field installed cathodic protection | [14 empty] | UST Currently In Use: 2; UST Temp Close: 0; AST Currently In Use: 0; AST Temp Closed: 0 | 2 | 0 | 3 | 14665-071-002990 | DEPARTMENT OF TRANSPORTATION HIGHWAY
42223 | Currently in Use |  | 1990-10-05 |  | Petroleum | Unleaded gasoline | Unleaded gasoline |  | Single Wall, Steel | Steel | Coated & cathodic protection (sti-P3) |  | Double Wall, Fiberglass reinforced plastic |  |  |  | Catchment Basin, Single walled catchment basin | Automatic shutoff device At 95% full | Automatic shutoff device At 95% full |  |  | Continuous Automatic Tank Gauge |  | Automatic flow restrictor (MLLD), Containment Sump | Containment Sump |  |  | Annual line testing | Annual line testing |  | UST Currently In Use: 1; UST Temp Close: 1; AST Currently In Use: 0; AST Temp Closed: 0 | 1 | 1 | 3 | 25921-049-013131 | BRIAN BARNETT
42224 | Temporary Closed | 2021-11-02 | 1990-10-05 |  | Petroleum | Premium gasoline | Premium gasoline | Retail | Single Wall, Steel | Steel | Coated & cathodic protection (sti-P3) |  | Double Wall, Fiberglass reinforced plastic |  |  |  | Catchment Basin, Single walled catchment basin | Automatic shutoff device At 95% full | Automatic shutoff device At 95% full |  |  | Continuous Automatic Tank Gauge |  | Automatic flow restrictor (MLLD), Containment Sump | Containment Sump |  |  | Annual line testing | Annual line testing |  | UST Currently In Use: 1; UST Temp Close: 1; AST Currently In Use: 0; AST Temp Closed: 0 | 1 | 1 | 3 | 25921-049-013131 | BRIAN BARNETT
42225 | Currently in Use |  | 1991-09-04 |  | Petroleum | Unleaded gasoline | Unleaded gasoline | Retail | Steel | Steel | Coated & cathodic protection (sti-P3) |  | Fiberglass reinforced plastic |  |  |  | Catchment Basin, Single walled catchment basin | Flow Rest 90% Full | Flow Rest 90% Full |  |  | Automatic Tank Gauge |  | Automatic flow restrictor (MLLD), Containment Sump | Containment Sump | Interstitial Monitoring within Secondary Containment | MANUAL/VISUAL CHECK | Annual line testing | Annual line testing |  | UST Currently In Use: 2; UST Temp Close: 0; AST Currently In Use: 0; AST Temp Closed: 0 | 2 | 0 | 3 | 22978-117-001270 | AGYA P. SINGH DBA CROSSROAD FOODMART
42226 | Currently in Use |  | 1991-09-04 |  | Petroleum | Premium gasoline | Premium gasoline | Retail | Steel | Steel | Coated & cathodic protection (sti-P3) |  | Fiberglass reinforced plastic |  |  |  | Catchment Basin, Single walled catchment basin | Flow Rest 90% Full | Flow Rest 90% Full |  |  | Automatic Tank Gauge |  | Automatic flow restrictor (MLLD), Containment Sump | Containment Sump | Interstitial Monitoring within Secondary Containment | MANUAL/VISUAL CHECK | Annual line testing | Annual line testing |  | UST Currently In Use: 2; UST Temp Close: 0; AST Currently In Use: 0; AST Temp Closed: 0 | 2 | 0 | 3 | 22978-117-001270 | AGYA P. SINGH DBA CROSSROAD FOODMART
42227 | Permanently Closed | 1998-11-18 | 1975-01-01 | 1999-02-02 | Petroleum | On road diesel | On road diesel | Emergency power generator | Steel | Steel |  | Painted or None | Steel |  | 1901-01-01 | None | [5 empty] | Manual Tank Gauging (only tanks 1000 gal. or less and 48” or 64” in diameter) | [8 empty] | UST Currently In Use: 0; UST Temp Close: 0; AST Currently In Use: 0; AST Temp Closed: 0 | 0 | 0 | 1 | 17471-103-015625 | DECATUR DAILY
42229 | Temporary Closed | 2006-03-29 | 1901-01-01 |  | Petroleum | Premium gasoline | Premium gasoline | Retail | Steel | Steel | Field installed cathodic protection | Painted or None | Steel |  | 1988-01-01 | Field installed cathodic protection | Catchment Basin, Single walled catchment basin | Automatic shutoff device At 95% full | Automatic shutoff device At 95% full |  |  | Statistical Inventory Reconciliation (SIR) | [8 empty] | UST Currently In Use: 0; UST Temp Close: 3; AST Currently In Use: 0; AST Temp Closed: 0 | 0 | 3 | 1 | 20266-121-010060 | JEFFERY GOLD C/O ALLISON COCHRAN
42230 | Temporary Closed | 2006-03-29 | 1901-01-01 |  | Petroleum | Kerosene | Kerosene | Retail | Steel | Steel | Field installed cathodic protection |  | Steel |  | 1901-01-01 | Field installed cathodic protection | Catchment Basin, Single walled catchment basin | Automatic shutoff device At 95% full | Automatic shutoff device At 95% full |  |  | Statistical Inventory Reconciliation (SIR) | [8 empty] | UST Currently In Use: 0; UST Temp Close: 3; AST Currently In Use: 0; AST Temp Closed: 0 | 0 | 3 | 1 | 20266-121-010060 | JEFFERY GOLD C/O ALLISON COCHRAN
42231 | Temporary Closed | 2006-03-29 | 1901-01-01 |  | Petroleum | Unleaded gasoline | Unleaded gasoline | Retail | Steel | Steel | Field installed cathodic protection | Painted or None | Steel |  | 1901-01-01 | Field installed cathodic protection | Catchment Basin, Single walled catchment basin | Automatic shutoff device At 95% full | Automatic shutoff device At 95% full |  |  | Statistical Inventory Reconciliation (SIR) | [8 empty] | UST Currently In Use: 0; UST Temp Close: 3; AST Currently In Use: 0; AST Temp Closed: 0 | 0 | 3 | 1 | 20266-121-010060 | JEFFERY GOLD C/O ALLISON COCHRAN
42232 | Permanently Closed | 1999-01-25 | 1901-01-01 | 1999-05-19 | Petroleum | On road diesel | On road diesel | Retail | Steel | Steel | Field installed cathodic protection | Painted or None | Fiberglass reinforced plastic, Steel |  | 1901-01-01 | Field installed cathodic protection | Catchment Basin, Single walled catchment basin | Automatic shutoff device At 95% full | Automatic shutoff device At 95% full |  |  | Statistical Inventory Reconciliation (SIR) | [8 empty] | UST Currently In Use: 0; UST Temp Close: 3; AST Currently In Use: 0; AST Temp Closed: 0 | 0 | 3 | 1 | 20266-121-010060 | JEFFERY GOLD C/O ALLISON COCHRAN
42233 | Permanently Closed | 2003-01-21 | 1991-09-06 | 2003-01-21 | Petroleum | Unleaded gasoline | Unleaded gasoline | Industrial | Steel | Steel | Coated & cathodic protection (sti-P3) |  | Fiberglass reinforced plastic |  | 1901-01-01 | None | Catchment Basin, Single walled catchment basin | Flow Rest 90% Full | Flow Rest 90% Full |  |  | Statistical Inventory Reconciliation (SIR) | [8 empty] | UST Currently In Use: 0; UST Temp Close: 0; AST Currently In Use: 0; AST Temp Closed: 0 | 0 | 0 | 1 | 17446-055-005684 | MARINE ONE CORPORATION
42234 | Temporary Closed | 2009-01-01 | 1991-07-22 |  | Petroleum | On road diesel | On road diesel | Industrial | Fiberglass reinforced plastic, Single Wall | Single Wall |  |  | Double Wall, Fiberglass reinforced plastic |  | 1901-01-01 |  | Catchment Basin, Single walled catchment basin | Flow Rest 90% Full | Flow Rest 90% Full |  |  | Automatic Tank Gauge |  | Automatic flow restrictor (MLLD) | Automatic flow restrictor (MLLD) | Interstitial Monitoring within Secondary Containment | SENSOR TO ATG |  |  |  | UST Currently In Use: 0; UST Temp Close: 2; AST Currently In Use: 1; AST Temp Closed: 0 | 0 | 2 | 0 | 25110-043-015660 | JEFF MCGRIFF
42235 | Temporary Closed | 2009-01-01 | 1991-07-22 |  | Petroleum | On road diesel | On road diesel | Industrial | Fiberglass reinforced plastic, Single Wall | Single Wall |  |  | Double Wall, Fiberglass reinforced plastic |  | 1901-01-01 |  | Catchment Basin, Single walled catchment basin | Flow Rest 90% Full | Flow Rest 90% Full |  |  | Automatic Tank Gauge |  | Automatic flow restrictor (MLLD) | Automatic flow restrictor (MLLD) | Interstitial Monitoring within Secondary Containment | SENSOR TO ATG |  |  |  | UST Currently In Use: 0; UST Temp Close: 2; AST Currently In Use: 1; AST Temp Closed: 0 | 0 | 2 | 0 | 25110-043-015660 | JEFF MCGRIFF
42236 | Permanently Closed | 1993-12-01 | 1988-01-01 | 1999-10-29 | Petroleum | Unleaded gasoline | Unleaded gasoline |  | Steel | Steel | Coated & cathodic protection (sti-P3) |  | Steel |  | 1901-01-01 |  | Catchment Basin, Single walled catchment basin | Audible high level alarm At 90% full | Audible high level alarm At 90% full | [11 empty] | UST Currently In Use: 0; UST Temp Close: 0; AST Currently In Use: 0; AST Temp Closed: 0 | 0 | 0 | 2 | 17419-131-015569 | GRAY HARVELL
42237 | Permanently Closed | 1993-12-01 | 1988-01-01 | 1999-10-29 | Petroleum | Unleaded gasoline | Unleaded gasoline |  | Steel | Steel | Coated & cathodic protection (sti-P3) |  | Steel |  | 1901-01-01 |  | Catchment Basin, Single walled catchment basin | Audible high level alarm At 90% full | Audible high level alarm At 90% full | [11 empty] | UST Currently In Use: 0; UST Temp Close: 0; AST Currently In Use: 0; AST Temp Closed: 0 | 0 | 0 | 2 | 17419-131-015569 | GRAY HARVELL
42238 | Permanently Closed | 2018-08-08 | 1991-08-08 | 2018-08-08 | Petroleum | Unleaded gasoline | Unleaded gasoline | Industrial | Steel | Steel | Coated & cathodic protection (sti-P3) |  | Fiberglass reinforced plastic |  |  |  | Catchment Basin, Single walled catchment basin | Flow Rest 90% Full | Flow Rest 90% Full |  |  | Automatic Tank Gauge | [8 empty] | UST Currently In Use: 0; UST Temp Close: 0; AST Currently In Use: 0; AST Temp Closed: 0 | 0 | 0 | 4 | 14497-053-000021 | SOUTHERN PINE ELECTRICAL CO-OP
42239 | Permanently Closed | 2018-08-08 | 1991-08-08 | 2018-08-08 | Petroleum | On road diesel | On road diesel | Industrial | Steel | Steel | Coated & cathodic protection (sti-P3) |  | Fiberglass reinforced plastic |  |  |  | Catchment Basin, Single walled catchment basin | Flow Rest 90% Full | Flow Rest 90% Full |  |  | Automatic Tank Gauge | [8 empty] | UST Currently In Use: 0; UST Temp Close: 0; AST Currently In Use: 0; AST Temp Closed: 0 | 0 | 0 | 4 | 14497-053-000021 | SOUTHERN PINE ELECTRICAL CO-OP
42240 | Currently in Use |  | 1991-06-12 |  | Petroleum | Unleaded gasoline | Unleaded gasoline | Retail | Steel | Steel | Coated & cathodic protection (sti-P3) |  | Fiberglass reinforced plastic |  |  |  | Catchment Basin, Single walled catchment basin | Automatic shutoff device At 95% full | Automatic shutoff device At 95% full |  |  | Automatic Tank Gauge |  | Automatic flow restrictor (MLLD) | Automatic flow restrictor (MLLD) |  |  | Annual line testing | Annual line testing |  | UST Currently In Use: 3; UST Temp Close: 0; AST Currently In Use: 0; AST Temp Closed: 0 | 3 | 0 | 0 | 23751-035-015570 | GOTHEL ENTERPRISES, LLC
42241 | Currently in Use |  | 1991-06-12 |  | Petroleum | Mid-grade gasoline | Mid-grade gasoline | Retail | Steel | Steel | Coated & cathodic protection (sti-P3) |  | Fiberglass reinforced plastic |  |  |  | Catchment Basin, Single walled catchment basin | Automatic shutoff device At 95% full | Automatic shutoff device At 95% full |  |  | Automatic Tank Gauge |  | Automatic flow restrictor (MLLD) | Automatic flow restrictor (MLLD) |  |  | Annual line testing | Annual line testing |  | UST Currently In Use: 3; UST Temp Close: 0; AST Currently In Use: 0; AST Temp Closed: 0 | 3 | 0 | 0 | 23751-035-015570 | GOTHEL ENTERPRISES, LLC
42242 | Currently in Use |  | 1991-06-12 |  | Petroleum | On road diesel | On road diesel | Retail | Steel | Steel | Coated & cathodic protection (sti-P3) |  | Fiberglass reinforced plastic |  |  |  | Catchment Basin, Single walled catchment basin | Automatic shutoff device At 95% full | Automatic shutoff device At 95% full |  |  | Automatic Tank Gauge |  | Automatic flow restrictor (MLLD) | Automatic flow restrictor (MLLD) |  |  | Annual line testing | Annual line testing |  | UST Currently In Use: 3; UST Temp Close: 0; AST Currently In Use: 0; AST Temp Closed: 0 | 3 | 0 | 0 | 23751-035-015570 | GOTHEL ENTERPRISES, LLC
42243 | Permanently Closed | 2001-11-26 | 1991-08-02 | 2002-05-22 | Petroleum | Unleaded gasoline | Unleaded gasoline | Local government | Steel | Steel | Coated & cathodic protection (sti-P3) |  | Fiberglass reinforced plastic |  | 1901-01-01 | None | Catchment Basin, Single walled catchment basin | Flow Rest 90% Full | Flow Rest 90% Full |  |  | Automatic Tank Gauge | [8 empty] | UST Currently In Use: 0; UST Temp Close: 0; AST Currently In Use: 0; AST Temp Closed: 0 | 0 | 0 | 2 | 10398-003-001433 | BALDWIN COUNTY BOARD OF EDUCATION
42244 | Permanently Closed | 2018-04-01 | 1991-08-07 | 2018-11-14 | Petroleum | On road diesel | On road diesel | Local government | Steel | Steel | Coated & cathodic protection (sti-P3) |  | Fiberglass reinforced plastic |  | 1901-01-01 |  | Catchment Basin, Single walled catchment basin | Flow Rest 90% Full | Flow Rest 90% Full |  |  | Automatic Tank Gauge | [8 empty] | UST Currently In Use: 0; UST Temp Close: 0; AST Currently In Use: 0; AST Temp Closed: 0 | 0 | 0 | 4 | 10398-003-001435 | BALDWIN COUNTY BOARD OF EDUCATION
42245 | Permanently Closed | 2018-11-14 | 1991-08-07 | 2018-11-14 | Petroleum | On road diesel | On road diesel | Local government | Steel | Steel | Coated & cathodic protection (sti-P3) |  | Fiberglass reinforced plastic |  | 1901-01-01 |  | Catchment Basin, Single walled catchment basin | Flow Rest 90% Full | Flow Rest 90% Full |  |  | Automatic Tank Gauge | [8 empty] | UST Currently In Use: 0; UST Temp Close: 0; AST Currently In Use: 0; AST Temp Closed: 0 | 0 | 0 | 4 | 10398-003-001435 | BALDWIN COUNTY BOARD OF EDUCATION
42246 | Permanently Closed | 2007-06-11 | 1991-08-06 | 2007-06-11 | Petroleum | Unleaded gasoline | Unleaded gasoline | Local government | Steel | Steel | Coated & cathodic protection (sti-P3) |  | Fiberglass reinforced plastic |  | 1901-01-01 | None | Catchment Basin, Single walled catchment basin | Flow Rest 90% Full | Flow Rest 90% Full |  |  | Automatic Tank Gauge | [8 empty] | UST Currently In Use: 0; UST Temp Close: 0; AST Currently In Use: 2; AST Temp Closed: 0 | 0 | 0 | 4 | 10398-003-001436 | BALDWIN COUNTY BOARD OF EDUCATION
42247 | Permanently Closed | 2007-06-11 | 1991-08-06 | 2007-06-11 | Petroleum | On road diesel | On road diesel | Local government | Steel | Steel | Coated & cathodic protection (sti-P3) |  | Fiberglass reinforced plastic |  | 1901-01-01 | None | Catchment Basin, Single walled catchment basin | Flow Rest 90% Full | Flow Rest 90% Full |  |  | Automatic Tank Gauge | [8 empty] | UST Currently In Use: 0; UST Temp Close: 0; AST Currently In Use: 2; AST Temp Closed: 0 | 0 | 0 | 4 | 10398-003-001436 | BALDWIN COUNTY BOARD OF EDUCATION
42248 | Permanently Closed | 2006-01-27 | 1991-09-25 | 2007-02-15 | Petroleum | Unleaded gasoline | Unleaded gasoline |  | Steel | Steel | Coated & cathodic protection (sti-P3) |  | Fiberglass reinforced plastic |  | 1901-01-01 | None | Catchment Basin, Single walled catchment basin | Flow Rest 90% Full | Flow Rest 90% Full | [11 empty] | UST Currently In Use: 0; UST Temp Close: 0; AST Currently In Use: 0; AST Temp Closed: 0 | 0 | 0 | 2 | 17420-039-015571 | MINI MART
42249 | Permanently Closed | 2006-01-27 | 1991-09-25 | 2007-02-15 | Petroleum | Unleaded gasoline | Unleaded gasoline |  | Steel | Steel | Coated & cathodic protection (sti-P3) |  | Fiberglass reinforced plastic |  | 1901-01-01 | None | Catchment Basin, Single walled catchment basin | Flow Rest 90% Full | Flow Rest 90% Full | [11 empty] | UST Currently In Use: 0; UST Temp Close: 0; AST Currently In Use: 0; AST Temp Closed: 0 | 0 | 0 | 2 | 17420-039-015571 | MINI MART
42250 | Currently in Use |  | 1991-08-08 |  | Petroleum | Unleaded gasoline | Unleaded gasoline | Retail | Steel | Steel | Coated & cathodic protection (sti-P3) |  | Fiberglass reinforced plastic |  |  | Galvanic Cathodic, FLEX CONNS | Catchment Basin, Single walled catchment basin | Automatic shutoff device At 95% full | Automatic shutoff device At 95% full |  |  | Continuous Automatic Tank Gauge |  | Automatic flow restrictor (MLLD), Containment Sump | Containment Sump |  |  | Annual line testing | Annual line testing |  | UST Currently In Use: 3; UST Temp Close: 0; AST Currently In Use: 0; AST Temp Closed: 0 | 3 | 0 | 5 | 25736-097-005336 | MM ALABAMA LEASING
42251 | Currently in Use |  | 1991-08-08 |  | Petroleum | Premium gasoline | Premium gasoline | Retail | Steel | Steel | Coated & cathodic protection (sti-P3) |  | Fiberglass reinforced plastic |  |  | Galvanic Cathodic, FLEX CONNS | Catchment Basin, Single walled catchment basin | Automatic shutoff device At 95% full | Automatic shutoff device At 95% full |  |  | Continuous Automatic Tank Gauge |  | Automatic flow restrictor (MLLD), Containment Sump | Containment Sump |  |  | Annual line testing | Annual line testing |  | UST Currently In Use: 3; UST Temp Close: 0; AST Currently In Use: 0; AST Temp Closed: 0 | 3 | 0 | 5 | 25736-097-005336 | MM ALABAMA LEASING
42252 | Currently in Use |  | 1991-08-08 |  | Petroleum | Unleaded gasoline | Unleaded gasoline | Retail | Steel | Steel | Coated & cathodic protection (sti-P3) |  | Fiberglass reinforced plastic |  |  | Galvanic Cathodic, FLEX CONNS | Catchment Basin, Single walled catchment basin | Flow Rest 90% Full | Flow Rest 90% Full |  |  | Continuous Automatic Tank Gauge |  | Automatic flow restrictor (MLLD), Containment Sump | Containment Sump |  |  | Annual line testing | Annual line testing |  | UST Currently In Use: 3; UST Temp Close: 0; AST Currently In Use: 0; AST Temp Closed: 0 | 3 | 0 | 5 | 25736-097-005336 | MM ALABAMA LEASING
42253 | Currently in Use |  | 1991-07-31 |  | Petroleum | Unleaded gasoline | Unleaded gasoline | Industrial | Fiberglass reinforced plastic | Fiberglass reinforced plastic |  |  | Fiberglass reinforced plastic |  | 1901-01-01 | None | Catchment Basin, Single walled catchment basin | Automatic shutoff device At 95% full | Automatic shutoff device At 95% full | Interstitial Monitoring within Secondary Containment | SENSOR TO ATG | Automatic Tank Gauge |  | Automatic flow restrictor (MLLD), Containment Sump | Containment Sump |  | SENSOR TO ATG | Annual line testing, Continuous alarm system | Continuous alarm system |  | UST Currently In Use: 1; UST Temp Close: 0; AST Currently In Use: 0; AST Temp Closed: 0 | 1 | 0 | 2 | 15094-035-002647 | UNITED PARCEL SERVICE
42254 | Currently in Use |  | 1991-05-15 |  | Petroleum | Unleaded gasoline | Unleaded gasoline | Retail | Steel | Steel | Coated & cathodic protection (sti-P3) |  | Fiberglass reinforced plastic |  |  |  | Catchment Basin, Single walled catchment basin | Flow Rest 90% Full | Flow Rest 90% Full |  |  | Continuous Automatic Tank Gauge |  | Automatic flow restrictor (MLLD) | Automatic flow restrictor (MLLD) |  |  | Annual line testing | Annual line testing |  | UST Currently In Use: 4; UST Temp Close: 0; AST Currently In Use: 0; AST Temp Closed: 0 | 4 | 0 | 4 | 11448-025-004795 | DEWEESE ENTPS. INC
42255 | Currently in Use |  | 1991-05-15 |  | Petroleum | Mid-grade gasoline | Mid-grade gasoline | Retail | Steel | Steel | Coated & cathodic protection (sti-P3) |  | Fiberglass reinforced plastic |  |  |  | Catchment Basin, Single walled catchment basin | Flow Rest 90% Full | Flow Rest 90% Full |  |  | Continuous Automatic Tank Gauge |  | Automatic flow restrictor (MLLD) | Automatic flow restrictor (MLLD) |  |  | Annual line testing | Annual line testing |  | UST Currently In Use: 4; UST Temp Close: 0; AST Currently In Use: 0; AST Temp Closed: 0 | 4 | 0 | 4 | 11448-025-004795 | DEWEESE ENTPS. INC
42256 | Currently in Use |  | 1991-05-15 |  | Petroleum | Premium gasoline | Premium gasoline | Retail | Steel | Steel | Coated & cathodic protection (sti-P3) |  | Fiberglass reinforced plastic |  |  |  | Catchment Basin, Single walled catchment basin | Flow Rest 90% Full | Flow Rest 90% Full |  |  | Continuous Automatic Tank Gauge |  | Automatic flow restrictor (MLLD) | Automatic flow restrictor (MLLD) |  |  | Annual line testing | Annual line testing |  | UST Currently In Use: 4; UST Temp Close: 0; AST Currently In Use: 0; AST Temp Closed: 0 | 4 | 0 | 4 | 11448-025-004795 | DEWEESE ENTPS. INC
42257 | Currently in Use |  | 1991-05-15 |  | Petroleum | On road diesel | On road diesel | Retail | Steel | Steel | Coated & cathodic protection (sti-P3) |  | Fiberglass reinforced plastic |  |  |  | Catchment Basin, Single walled catchment basin | Flow Rest 90% Full | Flow Rest 90% Full |  |  | Continuous Automatic Tank Gauge |  | Automatic flow restrictor (MLLD) | Automatic flow restrictor (MLLD) |  |  | Annual line testing | Annual line testing |  | UST Currently In Use: 4; UST Temp Close: 0; AST Currently In Use: 0; AST Temp Closed: 0 | 4 | 0 | 4 | 11448-025-004795 | DEWEESE ENTPS. INC
42258 | Cannot Locate or abandoned | 1997-01-01 | 1983-12-15 |  | Petroleum | Unleaded gasoline | Unleaded gasoline |  | Steel | Steel |  | Painted or None | Steel |  | 1901-01-01 | [15 empty] | UST Currently In Use: 0; UST Temp Close: 0; AST Currently In Use: 0; AST Temp Closed: 0 | 0 | 0 | 0 | 17694-035-015572 | FRANK DANFORD
42259 | Cannot Locate or abandoned | 1997-01-01 | 1983-12-15 |  | Petroleum | Unleaded gasoline | Unleaded gasoline |  | Steel | Steel |  | Painted or None | Steel |  | 1901-01-01 | [15 empty] | UST Currently In Use: 0; UST Temp Close: 0; AST Currently In Use: 0; AST Temp Closed: 0 | 0 | 0 | 0 | 17694-035-015572 | FRANK DANFORD
42261 | Cannot Locate or abandoned | 1997-01-01 | 1983-12-15 |  | Petroleum | Unleaded gasoline | Unleaded gasoline |  | Steel | Steel |  | Painted or None | Steel |  | 1901-01-01 | [15 empty] | UST Currently In Use: 0; UST Temp Close: 0; AST Currently In Use: 0; AST Temp Closed: 0 | 0 | 0 | 0 | 17694-035-015572 | FRANK DANFORD
42262 | Cannot Locate or abandoned | 1997-01-01 | 1983-12-15 |  | Petroleum | Unleaded gasoline | Unleaded gasoline |  | Steel | Steel |  | Painted or None | Steel |  | 1901-01-01 | [15 empty] | UST Currently In Use: 0; UST Temp Close: 0; AST Currently In Use: 0; AST Temp Closed: 0 | 0 | 0 | 0 | 17694-035-015572 | FRANK DANFORD
42263 | Permanently Closed | 1994-06-16 | 1987-07-30 | 1994-06-16 | Petroleum | Unleaded gasoline | Unleaded gasoline | Emergency power generator | Fiberglass coated steel, Fiberglass reinforced plastic | Fiberglass reinforced plastic |  |  | Other, COPPER |  | 1901-01-01 | Other, PVC | Catchment Basin, Single walled catchment basin | Audible high level alarm At 90% full | Audible high level alarm At 90% full | [11 empty] | UST Currently In Use: 0; UST Temp Close: 0; AST Currently In Use: 1; AST Temp Closed: 0 | 0 | 0 | 2 | 14462-065-015573 | BELLSOUTH TELECOMM. DBA AT&T ALA.
42264 | Currently in Use |  | 1991-06-01 |  | Petroleum | Premium gasoline | Premium gasoline | Retail | Fiberglass reinforced plastic, Single Wall | Single Wall |  |  | Fiberglass reinforced plastic, Single Wall |  | 1901-01-01 |  | Catchment Basin, Single walled catchment basin | Automatic shutoff device At 95% full | Automatic shutoff device At 95% full |  |  | Continuous Automatic Tank Gauge |  | Automatic flow restrictor (MLLD) | Automatic flow restrictor (MLLD) |  |  | Annual line testing | Annual line testing |  | UST Currently In Use: 4; UST Temp Close: 0; AST Currently In Use: 0; AST Temp Closed: 0 | 4 | 0 | 0 | 22748-073-015661 | CVAS INVESTMENT INC.
42265 | Currently in Use |  | 1991-06-01 |  | Petroleum | Unleaded gasoline | Unleaded gasoline | Retail | Fiberglass reinforced plastic, Single Wall | Single Wall |  |  | Fiberglass reinforced plastic, Single Wall |  | 1901-01-01 |  | Catchment Basin, Single walled catchment basin | Automatic shutoff device At 95% full | Automatic shutoff device At 95% full |  |  | Continuous Automatic Tank Gauge |  | Automatic flow restrictor (MLLD) | Automatic flow restrictor (MLLD) |  |  | Annual line testing | Annual line testing |  | UST Currently In Use: 4; UST Temp Close: 0; AST Currently In Use: 0; AST Temp Closed: 0 | 4 | 0 | 0 | 22748-073-015661 | CVAS INVESTMENT INC.
42266 | Currently in Use |  | 1991-06-01 |  | Petroleum | Unleaded gasoline | Unleaded gasoline | Retail | Fiberglass reinforced plastic, Single Wall | Single Wall |  |  | Fiberglass reinforced plastic, Single Wall |  | 1901-01-01 |  | Catchment Basin, Single walled catchment basin | Automatic shutoff device At 95% full | Automatic shutoff device At 95% full |  |  | Continuous Automatic Tank Gauge |  | Automatic flow restrictor (MLLD) | Automatic flow restrictor (MLLD) |  |  | Annual line testing | Annual line testing |  | UST Currently In Use: 4; UST Temp Close: 0; AST Currently In Use: 0; AST Temp Closed: 0 | 4 | 0 | 0 | 22748-073-015661 | CVAS INVESTMENT INC.
42267 | Currently in Use |  | 1991-06-01 |  | Petroleum | On road diesel | On road diesel | Retail | Fiberglass reinforced plastic, Single Wall | Single Wall |  |  | Fiberglass reinforced plastic, Single Wall |  | 1901-01-01 |  | Catchment Basin, Single walled catchment basin | Automatic shutoff device At 95% full | Automatic shutoff device At 95% full |  |  | Continuous Automatic Tank Gauge | [8 empty] | UST Currently In Use: 4; UST Temp Close: 0; AST Currently In Use: 0; AST Temp Closed: 0 | 4 | 0 | 0 | 22748-073-015661 | CVAS INVESTMENT INC.
42268 | Currently in Use |  | 1991-08-23 |  | Petroleum | Unleaded gasoline | Unleaded gasoline | Retail | Steel | Steel | Coated & cathodic protection (sti-P3) |  | Fiberglass reinforced plastic |  |  |  | Catchment Basin, Single walled catchment basin | Automatic shutoff device At 95% full | Automatic shutoff device At 95% full |  |  | Statistical Inventory Reconciliation (SIR) | [8 empty] | UST Currently In Use: 1; UST Temp Close: 0; AST Currently In Use: 0; AST Temp Closed: 0 | 1 | 0 | 1 | 15981-117-007079 | LAY PORT
42269 | Currently in Use |  | 1991-09-05 |  | Petroleum | Unleaded gasoline | Unleaded gasoline | Retail | Double Wall, Steel | Steel | Coated & cathodic protection (sti-P3) |  | Fiberglass reinforced plastic |  |  |  | Catchment Basin, Single walled catchment basin | Automatic shutoff device At 95% full, Flow Rest 90% Full | Flow Rest 90% Full | Interstitial Monitoring within Secondary Containment | SENSOR TO ATG | Continuous Automatic Tank Gauge |  | Automatic shutoff device (AELLD) | Automatic shutoff device (AELLD) | Interstitial Monitoring within Secondary Containment | SENSOR TO ATG |  |  |  | UST Currently In Use: 3; UST Temp Close: 0; AST Currently In Use: 0; AST Temp Closed: 0 | 3 | 0 | 2 | 15420-117-011293 | MAPCO EXPRESS, LLC
42270 | Currently in Use |  | 1991-09-05 |  | Petroleum | Mid-grade gasoline | Mid-grade gasoline | Retail | Double Wall, Steel | Steel | Coated & cathodic protection (sti-P3) |  | Fiberglass reinforced plastic |  |  |  | Catchment Basin, Single walled catchment basin | Automatic shutoff device At 95% full, Flow Rest 90% Full | Flow Rest 90% Full | Interstitial Monitoring within Secondary Containment | SENSOR TO ATG | Continuous Automatic Tank Gauge |  | Automatic shutoff device (AELLD) | Automatic shutoff device (AELLD) | Interstitial Monitoring within Secondary Containment | SENSOR TO ATG |  |  |  | UST Currently In Use: 3; UST Temp Close: 0; AST Currently In Use: 0; AST Temp Closed: 0 | 3 | 0 | 2 | 15420-117-011293 | MAPCO EXPRESS, LLC
42271 | Currently in Use |  | 1991-09-05 |  | Petroleum | Premium gasoline | Premium gasoline | Retail | Double Wall, Steel | Steel | Coated & cathodic protection (sti-P3) |  | Fiberglass reinforced plastic |  |  |  | Catchment Basin, Single walled catchment basin | Automatic shutoff device At 95% full, Flow Rest 90% Full | Flow Rest 90% Full | Interstitial Monitoring within Secondary Containment | SENSOR TO ATG | Continuous Automatic Tank Gauge |  | Automatic shutoff device (AELLD) | Automatic shutoff device (AELLD) | Interstitial Monitoring within Secondary Containment | SENSOR TO ATG |  |  |  | UST Currently In Use: 3; UST Temp Close: 0; AST Currently In Use: 0; AST Temp Closed: 0 | 3 | 0 | 2 | 15420-117-011293 | MAPCO EXPRESS, LLC
42272 | Currently in Use |  | 1991-10-01 |  | Petroleum | Unleaded gasoline | Unleaded gasoline | Industrial | Fiberglass reinforced plastic, Single Wall | Single Wall |  |  | Fiberglass reinforced plastic, Single Wall |  | 1901-01-01 |  | Catchment Basin, Single walled catchment basin | Audible high level alarm At 90% full | Audible high level alarm At 90% full |  |  | Continuous Automatic Tank Gauge | [8 empty] | UST Currently In Use: 2; UST Temp Close: 0; AST Currently In Use: 0; AST Temp Closed: 0 | 2 | 0 | 2 | 11668-073-002594 | ELECTRICAL REPAIR SERVICE CO
42273 | Currently in Use |  | 1991-10-01 |  | Petroleum | On road diesel | On road diesel | Industrial | Fiberglass reinforced plastic, Single Wall | Single Wall |  |  | Fiberglass reinforced plastic, Single Wall |  | 1901-01-01 |  | Catchment Basin, Single walled catchment basin | Audible high level alarm At 90% full | Audible high level alarm At 90% full |  |  | Continuous Automatic Tank Gauge | [8 empty] | UST Currently In Use: 2; UST Temp Close: 0; AST Currently In Use: 0; AST Temp Closed: 0 | 2 | 0 | 2 | 11668-073-002594 | ELECTRICAL REPAIR SERVICE CO
42274 | Permanently Closed | 1998-11-06 | 1979-12-01 | 1998-11-06 | Petroleum | On road diesel | On road diesel |  | Steel | Steel |  | Painted or None | Steel |  | 1901-01-01 | [15 empty] | UST Currently In Use: 0; UST Temp Close: 0; AST Currently In Use: 0; AST Temp Closed: 0 | 0 | 0 | 2 | 17550-073-015662 | VETERANS LANDSCAPE CO INC
42275 | Permanently Closed | 1998-11-06 | 1979-12-01 | 1998-11-06 | Petroleum | On road diesel | On road diesel |  | Steel | Steel |  | Painted or None | Steel |  | 1901-01-01 | [15 empty] | UST Currently In Use: 0; UST Temp Close: 0; AST Currently In Use: 0; AST Temp Closed: 0 | 0 | 0 | 2 | 17550-073-015662 | VETERANS LANDSCAPE CO INC
42276 | Currently in Use |  | 1991-09-16 |  | Petroleum | Premium gasoline | Premium gasoline | Retail | Steel | Steel | Coated & cathodic protection (sti-P3) |  | Fiberglass reinforced plastic |  |  |  | Catchment Basin, Single walled catchment basin | Flow Rest 90% Full | Flow Rest 90% Full |  |  | Statistical Inventory Reconciliation (SIR) | [8 empty] | UST Currently In Use: 1; UST Temp Close: 0; AST Currently In Use: 0; AST Temp Closed: 0 | 1 | 0 | 0 | 24458-055-015663 | LITTLE BRIDGE MARINA LLC
42277 | Permanently Closed | 1992-06-27 | 1976-01-01 | 1992-06-27 | Petroleum | Unleaded gasoline | Unleaded gasoline | Local government | Steel | Steel |  |  |  |  | 1901-01-01 | [15 empty] | UST Currently In Use: 0; UST Temp Close: 0; AST Currently In Use: 1; AST Temp Closed: 0 | 0 | 0 | 1 | 17552-073-015664 | CITY OF TRUSSVILLE
42278 | Currently in Use |  | 1991-06-01 |  | Petroleum | Unleaded gasoline | Unleaded gasoline | Retail | Fiberglass reinforced plastic | Fiberglass reinforced plastic |  |  | Double Wall, Fiberglass reinforced plastic |  | 1901-01-01 | Other, DOUBLEWALL | Catchment Basin, Single walled catchment basin | Flow Rest 90% Full | Flow Rest 90% Full |  |  | Automatic Tank Gauge, Statistical Inventory Reconciliation (SIR) | Single walled submersible pump containment sump | Automatic flow restrictor (MLLD), Containment Sump | Containment Sump |  |  | Annual line testing, Statistical inventory reconciliation (SIR) | Statistical inventory reconciliation (SIR) |  | UST Currently In Use: 3; UST Temp Close: 0; AST Currently In Use: 0; AST Temp Closed: 0 | 3 | 0 | 4 | 11576-089-004825 | DUTCH OIL COMPANY
42279 | Currently in Use |  | 1991-06-01 |  | Petroleum | Mid-grade gasoline | Mid-grade gasoline | Retail | Fiberglass reinforced plastic | Fiberglass reinforced plastic |  |  | Double Wall, Fiberglass reinforced plastic |  | 1901-01-01 | Other, DOUBLEWALL | Catchment Basin, Single walled catchment basin | Flow Rest 90% Full | Flow Rest 90% Full |  |  | Automatic Tank Gauge, Statistical Inventory Reconciliation (SIR) |  | Automatic flow restrictor (MLLD), Containment Sump | Containment Sump |  |  | Annual line testing, Statistical inventory reconciliation (SIR) | Statistical inventory reconciliation (SIR) |  | UST Currently In Use: 3; UST Temp Close: 0; AST Currently In Use: 0; AST Temp Closed: 0 | 3 | 0 | 4 | 11576-089-004825 | DUTCH OIL COMPANY
42280 | Currently in Use |  | 1991-06-01 |  | Petroleum | Premium gasoline | Premium gasoline | Retail | Fiberglass reinforced plastic | Fiberglass reinforced plastic |  |  | Double Wall, Fiberglass reinforced plastic |  | 1901-01-01 | Other, DOUBLEWALL | Catchment Basin, Single walled catchment basin | Flow Rest 90% Full | Flow Rest 90% Full |  |  | Automatic Tank Gauge, Statistical Inventory Reconciliation (SIR) |  | Automatic flow restrictor (MLLD), Containment Sump | Containment Sump |  |  | Annual line testing, Statistical inventory reconciliation (SIR) | Statistical inventory reconciliation (SIR) |  | UST Currently In Use: 3; UST Temp Close: 0; AST Currently In Use: 0; AST Temp Closed: 0 | 3 | 0 | 4 | 11576-089-004825 | DUTCH OIL COMPANY
42281 | Currently in Use |  | 1987-01-18 |  | Petroleum | On road diesel | On road diesel | Industrial, Local Government | Single Wall, Steel | Steel | Field installed cathodic protection |  | Fiberglass reinforced plastic, Single Wall |  |  |  | Catchment Basin, Single walled catchment basin | Automatic shutoff device At 95% full | Automatic shutoff device At 95% full |  |  | Automatic Tank Gauge | Single walled submersible pump containment sump | Automatic flow restrictor (MLLD), Containment Sump | Containment Sump |  |  | Continuous alarm system | Continuous alarm system |  | UST Currently In Use: 1; UST Temp Close: 0; AST Currently In Use: 1; AST Temp Closed: 0 | 1 | 0 | 0 | 25036-089-015627 | CITY OF HUNTSVILLE
42282 | Permanently Closed | 1993-01-01 | 1976-09-21 | 2000-02-15 | Petroleum | Used oil | Used oil |  | Steel | Steel |  | Painted or None | Steel |  | 1901-01-01 | None | [14 empty] | UST Currently In Use: 0; UST Temp Close: 0; AST Currently In Use: 0; AST Temp Closed: 0 | 0 | 0 | 1 | 17578-089-015628 | ELSIE RANDOLFH
42283 | Permanently Closed | 1999-09-16 | 1991-08-10 | 1999-09-16 | Petroleum | Unleaded gasoline | Unleaded gasoline | Local government | Steel | Steel | Coated & cathodic protection (sti-P3) |  | Fiberglass reinforced plastic |  | 1901-01-01 | None | Catchment Basin, Single walled catchment basin | Flow Rest 90% Full | Flow Rest 90% Full | Interstitial Monitoring within Secondary Containment |  | Statistical Inventory Reconciliation (SIR) | [8 empty] | UST Currently In Use: 0; UST Temp Close: 0; AST Currently In Use: 0; AST Temp Closed: 0 | 0 | 0 | 3 | 11243-037-002681 | COOSA COUNTY COMMISSION
42284 | Currently in Use |  | 1990-05-10 |  | Petroleum | Unleaded gasoline | Unleaded gasoline | Retail | Steel | Steel | Coated & cathodic protection (sti-P3) |  |  |  | 2016-08-03 |  | Catchment Basin, Single walled catchment basin | Flow Rest 90% Full | Flow Rest 90% Full |  |  | Continuous Automatic Tank Gauge, Statistical Inventory Reconciliation (SIR) |  | Automatic flow restrictor (MLLD), Containment Sump | Containment Sump | Interstitial Monitoring within Secondary Containment | MANUAL/VISUAL CHECK |  |  |  | UST Currently In Use: 3; UST Temp Close: 0; AST Currently In Use: 0; AST Temp Closed: 0 | 3 | 0 | 0 | 22049-113-015484 | KIRTI PATEL CORPORATION, INC.
42285 | Currently in Use |  | 1990-05-10 |  | Petroleum | On road diesel | On road diesel | Retail | Steel | Steel | Coated & cathodic protection (sti-P3) |  |  |  | 2016-08-03 |  | Catchment Basin, Single walled catchment basin | Flow Rest 90% Full | Flow Rest 90% Full |  |  | Continuous Automatic Tank Gauge, Statistical Inventory Reconciliation (SIR) |  | Automatic flow restrictor (MLLD), Containment Sump | Containment Sump | Interstitial Monitoring within Secondary Containment | MANUAL/VISUAL CHECK |  |  |  | UST Currently In Use: 3; UST Temp Close: 0; AST Currently In Use: 0; AST Temp Closed: 0 | 3 | 0 | 0 | 22049-113-015484 | KIRTI PATEL CORPORATION, INC.
42286 | Currently in Use |  | 1990-05-10 |  | Petroleum | Premium gasoline | Premium gasoline | Retail | Steel | Steel | Coated & cathodic protection (sti-P3) |  |  |  | 2016-08-03 |  | Catchment Basin, Single walled catchment basin | Flow Rest 90% Full | Flow Rest 90% Full |  |  | Continuous Automatic Tank Gauge, Statistical Inventory Reconciliation (SIR) |  | Automatic flow restrictor (MLLD), Containment Sump | Containment Sump | Interstitial Monitoring within Secondary Containment | MANUAL/VISUAL CHECK |  |  |  | UST Currently In Use: 3; UST Temp Close: 0; AST Currently In Use: 0; AST Temp Closed: 0 | 3 | 0 | 0 | 22049-113-015484 | KIRTI PATEL CORPORATION, INC.
42287 | Currently in Use |  | 1991-04-20 |  | Petroleum | On road diesel | On road diesel | Retail | Single Wall, Steel | Steel | Coated & cathodic protection (sti-P3) |  | Fiberglass reinforced plastic, Single Wall |  |  |  | Catchment Basin, Single walled catchment basin | Flow Rest 90% Full | Flow Rest 90% Full |  |  | Statistical Inventory Reconciliation (SIR) | [8 empty] | UST Currently In Use: 3; UST Temp Close: 0; AST Currently In Use: 1; AST Temp Closed: 0 | 3 | 0 | 2 | 23574-089-009329 | JTC LLC
42288 | Temporary Closed | 2021-04-07 | 1991-07-16 |  | Petroleum | Premium gasoline | Premium gasoline | Retail | Single Wall, Steel | Steel | Coated & cathodic protection (sti-P3) |  | Double Wall, Flexible | APT |  |  | Catchment Basin, Single walled catchment basin | Flow Rest 90% Full | Flow Rest 90% Full |  |  | Statistical Inventory Reconciliation (SIR) |  | Automatic flow restrictor (MLLD) | Automatic flow restrictor (MLLD) |  |  | Statistical inventory reconciliation (SIR) | Statistical inventory reconciliation (SIR) |  | UST Currently In Use: 0; UST Temp Close: 3; AST Currently In Use: 0; AST Temp Closed: 0 | 0 | 3 | 0 | 22813-089-015629 | HESAM, INC.
42289 | Temporary Closed | 2011-11-01 | 1991-07-16 |  | Petroleum | Kerosene | Kerosene | Retail | Single Wall, Steel | Steel | Coated & cathodic protection (sti-P3) |  | Flexible, Single Wall | APT |  |  | Catchment Basin, Single walled catchment basin | Flow Rest 90% Full | Flow Rest 90% Full |  |  | Statistical Inventory Reconciliation (SIR) | [8 empty] | UST Currently In Use: 0; UST Temp Close: 3; AST Currently In Use: 0; AST Temp Closed: 0 | 0 | 3 | 0 | 22813-089-015629 | HESAM, INC.
42290 | Currently in Use |  | 1991-07-01 |  | Petroleum | Unleaded gasoline | Unleaded gasoline | Retail | Steel | Steel | Coated & cathodic protection (sti-P3), Field installed cathodic protection |  | Fiberglass reinforced plastic |  |  |  | Catchment Basin, Single walled catchment basin | Automatic shutoff device At 95% full, Flow Rest 90% Full | Flow Rest 90% Full |  |  | Continuous Automatic Tank Gauge |  | Automatic flow restrictor (MLLD) | Automatic flow restrictor (MLLD) |  |  | Annual line testing | Annual line testing |  | UST Currently In Use: 4; UST Temp Close: 0; AST Currently In Use: 0; AST Temp Closed: 0 | 4 | 0 | 0 | 15201-083-015630 | VULCAN OIL COMPANY INC.
42291 | Currently in Use |  | 1991-07-01 |  | Petroleum | Mid-grade gasoline | Mid-grade gasoline | Retail | Steel | Steel | Coated & cathodic protection (sti-P3), Field installed cathodic protection |  | Fiberglass reinforced plastic |  |  |  | Catchment Basin, Single walled catchment basin | Flow Rest 90% Full | Flow Rest 90% Full |  |  | Continuous Automatic Tank Gauge |  | Automatic flow restrictor (MLLD) | Automatic flow restrictor (MLLD) |  |  | Annual line testing | Annual line testing |  | UST Currently In Use: 4; UST Temp Close: 0; AST Currently In Use: 0; AST Temp Closed: 0 | 4 | 0 | 0 | 15201-083-015630 | VULCAN OIL COMPANY INC.
42292 | Currently in Use |  | 1991-07-01 |  | Petroleum | Premium gasoline | Premium gasoline | Retail | Steel | Steel | Coated & cathodic protection (sti-P3), Field installed cathodic protection |  | Fiberglass reinforced plastic |  |  |  | Catchment Basin, Single walled catchment basin | Flow Rest 90% Full | Flow Rest 90% Full |  |  | Continuous Automatic Tank Gauge |  | Automatic flow restrictor (MLLD) | Automatic flow restrictor (MLLD) |  |  | Annual line testing | Annual line testing |  | UST Currently In Use: 4; UST Temp Close: 0; AST Currently In Use: 0; AST Temp Closed: 0 | 4 | 0 | 0 | 15201-083-015630 | VULCAN OIL COMPANY INC.
42293 | Currently in Use |  | 1991-08-27 |  | Petroleum | Unleaded gasoline | Unleaded gasoline | Retail | Fiberglass reinforced plastic, Single Wall | Single Wall |  |  | Double Wall, Fiberglass reinforced plastic |  |  |  | Catchment Basin, Single walled catchment basin | Automatic shutoff device At 95% full | Automatic shutoff device At 95% full |  |  | Continuous Automatic Tank Gauge | Single walled submersible pump containment sump | Automatic flow restrictor (MLLD), Containment Sump | Containment Sump |  |  | Annual line testing | Annual line testing |  | UST Currently In Use: 3; UST Temp Close: 0; AST Currently In Use: 3; AST Temp Closed: 0 | 3 | 0 | 3 | 25244-059-006579 | MEX NORTH ALABAMA, LLC.
42294 | Currently in Use |  | 1991-08-27 |  | Petroleum | Premium gasoline | Premium gasoline | Retail | Fiberglass reinforced plastic, Single Wall | Single Wall |  |  | Double Wall, Fiberglass reinforced plastic |  |  |  | Catchment Basin, Single walled catchment basin | Automatic shutoff device At 95% full | Automatic shutoff device At 95% full |  |  | Continuous Automatic Tank Gauge | Single walled submersible pump containment sump | Automatic flow restrictor (MLLD), Containment Sump | Containment Sump |  |  | Annual line testing | Annual line testing |  | UST Currently In Use: 3; UST Temp Close: 0; AST Currently In Use: 3; AST Temp Closed: 0 | 3 | 0 | 3 | 25244-059-006579 | MEX NORTH ALABAMA, LLC.
42295 | Currently in Use |  | 1991-08-27 |  | Petroleum | On road diesel | On road diesel | Retail | Fiberglass reinforced plastic, Single Wall | Single Wall |  |  | Fiberglass reinforced plastic, Single Wall |  |  | None | Catchment Basin, Single walled catchment basin | Automatic shutoff device At 95% full | Automatic shutoff device At 95% full |  |  | Continuous Automatic Tank Gauge | Direct Bury submersible pump | [7 empty] | UST Currently In Use: 3; UST Temp Close: 0; AST Currently In Use: 3; AST Temp Closed: 0 | 3 | 0 | 3 | 25244-059-006579 | MEX NORTH ALABAMA, LLC.
42296 | Currently in Use |  | 1991-08-21 |  | Petroleum | Unleaded gasoline | Unleaded gasoline | Retail | Double Wall, Steel | Steel | Coated & cathodic protection (sti-P3) |  | Double Wall, Fiberglass reinforced plastic |  |  |  | Catchment Basin, Single walled catchment basin | Automatic shutoff device At 95% full | Automatic shutoff device At 95% full | Interstitial Monitoring within Secondary Containment |  |  |  | Automatic flow restrictor (MLLD), Containment Sump | Containment Sump |  |  | Annual line testing | Annual line testing |  | UST Currently In Use: 2; UST Temp Close: 0; AST Currently In Use: 0; AST Temp Closed: 0 | 2 | 0 | 0 | 13929-097-015574 | PRINCE OIL COMPANY, INC.
42297 | Currently in Use |  | 1991-08-21 |  | Petroleum | Other, CONV UNL | Other | Retail | Double Wall, Steel | Steel | Coated & cathodic protection (sti-P3) |  | Double Wall, Fiberglass reinforced plastic |  |  |  | Catchment Basin, Single walled catchment basin | Automatic shutoff device At 95% full | Automatic shutoff device At 95% full | Interstitial Monitoring within Secondary Containment |  |  |  | Automatic flow restrictor (MLLD), Containment Sump | Containment Sump |  |  | Annual line testing | Annual line testing |  | UST Currently In Use: 2; UST Temp Close: 0; AST Currently In Use: 0; AST Temp Closed: 0 | 2 | 0 | 0 | 13929-097-015574 | PRINCE OIL COMPANY, INC.
42298 | Permanently Closed | 1901-01-01 | 1989-05-01 | 1993-01-01 | Petroleum | Unleaded gasoline | Unleaded gasoline |  | Fiberglass reinforced plastic | Fiberglass reinforced plastic |  |  | Fiberglass reinforced plastic |  | 1901-01-01 | Field installed cathodic protection | Catchment Basin, Single walled catchment basin | Automatic shutoff device At 95% full | Automatic shutoff device At 95% full |  |  | Automatic Tank Gauge | [8 empty] | UST Currently In Use: 0; UST Temp Close: 0; AST Currently In Use: 0; AST Temp Closed: 0 | 0 | 0 | 1 | 17580-103-015631 | CLASSIC CAR
42299 | Cannot Locate or abandoned | 1998-11-18 | 1975-01-19 |  | Petroleum | Unleaded gasoline | Unleaded gasoline |  | Steel | Steel |  |  | Steel |  | 1901-01-01 | [6 empty] | Statistical Inventory Reconciliation (SIR) | [8 empty] | UST Currently In Use: 0; UST Temp Close: 0; AST Currently In Use: 0; AST Temp Closed: 0 | 0 | 0 | 0 | 20280-049-015632 | CAREY PIKE
42300 | Cannot Locate or abandoned | 1998-11-18 | 1975-01-19 |  | Petroleum | Unleaded gasoline | Unleaded gasoline |  | Steel | Steel |  |  | Steel |  | 1901-01-01 | [6 empty] | Statistical Inventory Reconciliation (SIR) | [8 empty] | UST Currently In Use: 0; UST Temp Close: 0; AST Currently In Use: 0; AST Temp Closed: 0 | 0 | 0 | 0 | 20280-049-015632 | CAREY PIKE
42301 | Currently in Use |  | 1991-01-15 |  | Petroleum | Unleaded gasoline | Unleaded gasoline | Retail | Steel | Steel | Coated & cathodic protection (sti-P3) |  | Fiberglass reinforced plastic, Single Wall |  |  |  | Catchment Basin, Single walled catchment basin | Flow Rest 90% Full | Flow Rest 90% Full | Interstitial Monitoring within Secondary Containment | SENSOR TO ATG |  |  | Automatic shutoff device (AELLD), Containment Sump | Containment Sump | [5 empty] | UST Currently In Use: 2; UST Temp Close: 0; AST Currently In Use: 0; AST Temp Closed: 0 | 2 | 0 | 0 | 24950-013-015575 | MOUNTAIN EXPRESS OIL CO. S.E.
42303 | Currently in Use |  | 1991-01-15 |  | Petroleum | Premium gasoline | Premium gasoline | Retail | Steel | Steel | Coated & cathodic protection (sti-P3) |  | Fiberglass reinforced plastic |  |  |  | Catchment Basin, Single walled catchment basin | Flow Rest 90% Full | Flow Rest 90% Full | Interstitial Monitoring within Secondary Containment | SENSOR TO ATG |  |  | Automatic shutoff device (AELLD), Containment Sump | Containment Sump | [5 empty] | UST Currently In Use: 2; UST Temp Close: 0; AST Currently In Use: 0; AST Temp Closed: 0 | 2 | 0 | 0 | 24950-013-015575 | MOUNTAIN EXPRESS OIL CO. S.E.
42304 | Permanently Closed | 1994-12-30 | 1975-11-01 | 1994-12-30 | Petroleum | Unleaded gasoline | Unleaded gasoline |  | Steel | Steel |  | Painted or None | Steel |  | 1901-01-01 | None | [5 empty] | Statistical Inventory Reconciliation (SIR) | [8 empty] | UST Currently In Use: 0; UST Temp Close: 0; AST Currently In Use: 0; AST Temp Closed: 0 | 0 | 0 | 4 | 17626-097-015576 | JAMES C BLEDSOE
42305 | Permanently Closed | 1994-12-30 | 1975-11-01 | 1994-12-30 | Petroleum | Unleaded gasoline | Unleaded gasoline |  | Steel | Steel |  | Painted or None | Steel |  | 1901-01-01 | None | [5 empty] | Statistical Inventory Reconciliation (SIR) | [8 empty] | UST Currently In Use: 0; UST Temp Close: 0; AST Currently In Use: 0; AST Temp Closed: 0 | 0 | 0 | 4 | 17626-097-015576 | JAMES C BLEDSOE
42306 | Permanently Closed | 1994-12-30 | 1975-11-01 | 1994-12-30 | Petroleum | Unleaded gasoline | Unleaded gasoline |  | Steel | Steel |  | Painted or None | Steel |  | 1901-01-01 | None | [5 empty] | Statistical Inventory Reconciliation (SIR) | [8 empty] | UST Currently In Use: 0; UST Temp Close: 0; AST Currently In Use: 0; AST Temp Closed: 0 | 0 | 0 | 4 | 17626-097-015576 | JAMES C BLEDSOE
42307 | Permanently Closed | 1994-12-30 | 1975-11-01 | 1994-12-30 | Petroleum | Unleaded gasoline | Unleaded gasoline |  | Steel | Steel |  | Painted or None | Steel |  | 1901-01-01 | None | [5 empty] | Statistical Inventory Reconciliation (SIR) | [8 empty] | UST Currently In Use: 0; UST Temp Close: 0; AST Currently In Use: 0; AST Temp Closed: 0 | 0 | 0 | 4 | 17626-097-015576 | JAMES C BLEDSOE
42308 | Permanently Closed | 1993-05-25 | 1976-06-28 | 1993-05-25 | Petroleum | Unleaded gasoline | Unleaded gasoline |  | Steel | Steel |  | Painted or None | Steel |  | 1901-01-01 | [15 empty] | UST Currently In Use: 0; UST Temp Close: 0; AST Currently In Use: 0; AST Temp Closed: 0 | 0 | 0 | 3 | 17627-039-015577 | C C WALLACE
42309 | Permanently Closed | 1993-05-25 | 1976-06-28 | 1993-05-25 | Petroleum | Unleaded gasoline | Unleaded gasoline |  | Steel | Steel |  | Painted or None | Steel |  | 1901-01-01 | [15 empty] | UST Currently In Use: 0; UST Temp Close: 0; AST Currently In Use: 0; AST Temp Closed: 0 | 0 | 0 | 3 | 17627-039-015577 | C C WALLACE
42310 | Permanently Closed | 1993-05-25 | 1976-06-28 | 1993-05-25 | Petroleum | Unleaded gasoline | Unleaded gasoline |  | Steel | Steel |  | Painted or None | Steel |  | 1901-01-01 | [15 empty] | UST Currently In Use: 0; UST Temp Close: 0; AST Currently In Use: 0; AST Temp Closed: 0 | 0 | 0 | 3 | 17627-039-015577 | C C WALLACE
42312 | Currently in Use |  | 1991-05-22 |  | Petroleum | Unleaded gasoline | Unleaded gasoline | Retail | Single Wall, Steel | Steel | Coated & cathodic protection (sti-P3) |  | Fiberglass reinforced plastic, Single Wall |  |  |  | Catchment Basin, Single walled catchment basin | Flow Rest 90% Full | Flow Rest 90% Full |  |  | Automatic Tank Gauge | Direct Bury submersible pump | Automatic flow restrictor (MLLD) | Automatic flow restrictor (MLLD) |  |  | Annual line testing | Annual line testing |  | UST Currently In Use: 3; UST Temp Close: 0; AST Currently In Use: 0; AST Temp Closed: 0 | 3 | 0 | 3 | 22630-077-014855 | LORI CANERDAY
42313 | Currently in Use |  | 1991-05-22 |  | Petroleum | On road diesel | On road diesel | Retail | Single Wall, Steel | Steel | Coated & cathodic protection (sti-P3) |  | Fiberglass reinforced plastic, Single Wall |  |  |  | Catchment Basin, Single walled catchment basin | Flow Rest 90% Full | Flow Rest 90% Full |  |  | Automatic Tank Gauge | Direct Bury submersible pump | Automatic flow restrictor (MLLD) | Automatic flow restrictor (MLLD) |  |  | Annual line testing | Annual line testing |  | UST Currently In Use: 3; UST Temp Close: 0; AST Currently In Use: 0; AST Temp Closed: 0 | 3 | 0 | 3 | 22630-077-014855 | LORI CANERDAY
42314 | Currently in Use |  | 1991-05-22 |  | Petroleum | Unleaded gasoline | Unleaded gasoline | Retail | Single Wall, Steel | Steel | Coated & cathodic protection (sti-P3) |  | Fiberglass reinforced plastic, Single Wall |  |  |  | Catchment Basin, Single walled catchment basin | Flow Rest 90% Full | Flow Rest 90% Full |  |  | Automatic Tank Gauge |  | Automatic flow restrictor (MLLD) | Automatic flow restrictor (MLLD) |  |  | Annual line testing | Annual line testing |  | UST Currently In Use: 3; UST Temp Close: 0; AST Currently In Use: 0; AST Temp Closed: 0 | 3 | 0 | 3 | 22630-077-014855 | LORI CANERDAY
42315 | Permanently Closed | 1991-02-01 | 1986-03-01 | 1992-08-17 | Petroleum | Used oil | Used oil |  | Steel | Steel |  | Painted or None | Steel |  | 1901-01-01 | [15 empty] | UST Currently In Use: 0; UST Temp Close: 0; AST Currently In Use: 0; AST Temp Closed: 0 | 0 | 0 | 1 | 21994-043-015665 | WAL-MART STORES E C/O APTIM
42316 | Currently in Use |  | 1991-06-05 |  | Petroleum | Unleaded gasoline | Unleaded gasoline | Retail | Fiberglass reinforced plastic | Fiberglass reinforced plastic |  |  | Fiberglass reinforced plastic, DBWALL |  | 1901-01-01 | None | Catchment Basin, Single walled catchment basin | Flow Rest 90% Full | Flow Rest 90% Full |  |  | Continuous Automatic Tank Gauge |  | Automatic flow restrictor (MLLD), Containment Sump | Containment Sump | Interstitial Monitoring within Secondary Containment |  |  |  |  | UST Currently In Use: 3; UST Temp Close: 0; AST Currently In Use: 0; AST Temp Closed: 0 | 3 | 0 | 0 | 13526-117-015666 | MOORE OIL COMPANY, INC.
42317 | Currently in Use |  | 1991-06-05 |  | Petroleum | Mid-grade gasoline | Mid-grade gasoline | Retail | Fiberglass reinforced plastic | Fiberglass reinforced plastic |  |  | Fiberglass reinforced plastic, DBWALL |  | 1901-01-01 | None | Catchment Basin, Single walled catchment basin | Flow Rest 90% Full | Flow Rest 90% Full |  |  | Continuous Automatic Tank Gauge |  | Automatic flow restrictor (MLLD), Containment Sump | Containment Sump | Interstitial Monitoring within Secondary Containment |  |  |  |  | UST Currently In Use: 3; UST Temp Close: 0; AST Currently In Use: 0; AST Temp Closed: 0 | 3 | 0 | 0 | 13526-117-015666 | MOORE OIL COMPANY, INC.
42318 | Currently in Use |  | 1991-06-05 |  | Petroleum | Premium gasoline | Premium gasoline | Retail | Fiberglass reinforced plastic | Fiberglass reinforced plastic |  |  | Fiberglass reinforced plastic, DBWALL |  | 1901-01-01 | None | Catchment Basin, Single walled catchment basin | Flow Rest 90% Full | Flow Rest 90% Full | Interstitial Monitoring within Secondary Containment |  | Continuous Automatic Tank Gauge |  | Automatic flow restrictor (MLLD), Containment Sump | Containment Sump | Interstitial Monitoring within Secondary Containment |  |  |  |  | UST Currently In Use: 3; UST Temp Close: 0; AST Currently In Use: 0; AST Temp Closed: 0 | 3 | 0 | 0 | 13526-117-015666 | MOORE OIL COMPANY, INC.
42319 | Currently in Use |  | 1990-06-15 |  | Petroleum | Unleaded gasoline | Unleaded gasoline | Retail | Single Wall, Steel | Steel | Coated & cathodic protection (sti-P3) |  | Double Wall, Fiberglass reinforced plastic |  | 1901-01-01 | Other, FIBERGLASS | Catchment Basin, Single walled catchment basin | Flow Rest 90% Full | Flow Rest 90% Full |  |  | Automatic Tank Gauge |  | Automatic flow restrictor (MLLD) | Automatic flow restrictor (MLLD) |  |  | Annual line testing | Annual line testing |  | UST Currently In Use: 4; UST Temp Close: 1; AST Currently In Use: 0; AST Temp Closed: 0 | 4 | 1 | 3 | 23567-089-013499 | HUIYUAN INC
42320 | Currently in Use |  | 1990-06-15 |  | Petroleum | Unleaded gasoline | Unleaded gasoline | Retail | Single Wall, Steel | Steel | Coated & cathodic protection (sti-P3) |  | Double Wall, Fiberglass reinforced plastic |  | 1901-01-01 | Other, FIBERGLASS | Catchment Basin, Single walled catchment basin | Flow Rest 90% Full | Flow Rest 90% Full |  |  | Automatic Tank Gauge |  | Automatic flow restrictor (MLLD) | Automatic flow restrictor (MLLD) |  |  | Annual line testing | Annual line testing |  | UST Currently In Use: 4; UST Temp Close: 1; AST Currently In Use: 0; AST Temp Closed: 0 | 4 | 1 | 3 | 23567-089-013499 | HUIYUAN INC
42321 | Currently in Use |  | 1990-06-15 |  | Petroleum | Premium gasoline | Premium gasoline | Retail | Single Wall, Steel | Steel | Coated & cathodic protection (sti-P3) |  | Double Wall, Fiberglass reinforced plastic |  | 1901-01-01 | Other, FIBERGLASS | Catchment Basin, Single walled catchment basin | Flow Rest 90% Full | Flow Rest 90% Full |  |  | Automatic Tank Gauge |  | Automatic flow restrictor (MLLD) | Automatic flow restrictor (MLLD) |  |  | Annual line testing | Annual line testing |  | UST Currently In Use: 4; UST Temp Close: 1; AST Currently In Use: 0; AST Temp Closed: 0 | 4 | 1 | 3 | 23567-089-013499 | HUIYUAN INC
42323 | Currently in Use |  | 1990-06-15 |  | Petroleum | On road diesel | On road diesel | Retail | Steel | Steel | Coated & cathodic protection (sti-P3) |  | Fiberglass reinforced plastic |  | 1901-01-01 | Other, FIBERGLASS | Catchment Basin, Single walled catchment basin | Flow Rest 90% Full | Flow Rest 90% Full |  |  | Automatic Tank Gauge |  | Automatic flow restrictor (MLLD) | Automatic flow restrictor (MLLD) |  |  | Annual line testing | Annual line testing |  | UST Currently In Use: 4; UST Temp Close: 1; AST Currently In Use: 0; AST Temp Closed: 0 | 4 | 1 | 3 | 23567-089-013499 | HUIYUAN INC
42324 | Temporary Closed | 2018-06-25 | 1990-06-15 |  | Petroleum | Kerosene | Kerosene | Retail | Single Wall, Steel | Steel | Coated & cathodic protection (sti-P3) |  | Double Wall, Fiberglass reinforced plastic |  | 1901-01-01 | Other, FIBERGLASS | Catchment Basin, Single walled catchment basin | Flow Rest 90% Full | Flow Rest 90% Full |  |  | Automatic Tank Gauge |  | Automatic flow restrictor (MLLD) | Automatic flow restrictor (MLLD) |  |  | Annual line testing | Annual line testing |  | UST Currently In Use: 4; UST Temp Close: 1; AST Currently In Use: 0; AST Temp Closed: 0 | 4 | 1 | 3 | 23567-089-013499 | HUIYUAN INC
42325 | Currently in Use |  | 1991-03-10 |  | Petroleum | Unleaded gasoline | Unleaded gasoline | State/federal government | Fiberglass reinforced plastic | Fiberglass reinforced plastic |  |  | Double Wall, Fiberglass reinforced plastic |  | 1901-01-01 |  | Catchment Basin, Single walled catchment basin | Automatic shutoff device At 95% full | Automatic shutoff device At 95% full |  |  | Continuous Automatic Tank Gauge | Single walled submersible pump containment sump | Automatic shutoff device (AELLD), Containment Sump | Containment Sump | Interstitial Monitoring within Secondary Containment | SENSOR TO ATG | Annual line testing | Annual line testing |  | UST Currently In Use: 2; UST Temp Close: 0; AST Currently In Use: 0; AST Temp Closed: 0 | 2 | 0 | 3 | 14666-009-002986 | DEPARTMENT OF TRANSPORTATION HIGHWAY
42326 | Currently in Use |  | 1991-03-10 |  | Petroleum | On road diesel | On road diesel | State/federal government | Fiberglass reinforced plastic | Fiberglass reinforced plastic |  |  | Double Wall, Fiberglass reinforced plastic |  | 1901-01-01 |  | Catchment Basin, Single walled catchment basin | Flow Rest 90% Full | Flow Rest 90% Full |  |  | Continuous Automatic Tank Gauge | Single walled submersible pump containment sump | Automatic shutoff device (AELLD), Containment Sump | Containment Sump | Interstitial Monitoring within Secondary Containment | SENSOR TO ATG |  |  |  | UST Currently In Use: 2; UST Temp Close: 0; AST Currently In Use: 0; AST Temp Closed: 0 | 2 | 0 | 3 | 14666-009-002986 | DEPARTMENT OF TRANSPORTATION HIGHWAY
42327 | Permanently Closed | 2010-04-29 | 1991-07-15 | 2010-08-19 | Petroleum | Unleaded gasoline | Unleaded gasoline |  | Single Wall, Steel | Steel | Coated & cathodic protection (sti-P3), Field installed cathodic protection |  | Double Wall, Fiberglass reinforced plastic |  | 1901-01-01 | Other, TOTAL CONT | Catchment Basin, Single walled catchment basin | Flow Rest 90% Full | Flow Rest 90% Full |  |  | Automatic Tank Gauge | [5 empty] | Annual line testing | Annual line testing |  | UST Currently In Use: 1; UST Temp Close: 0; AST Currently In Use: 0; AST Temp Closed: 0 | 1 | 0 | 4 | 22836-071-015633 | M & R UNITED, INC.
42328 | Permanently Closed | 2010-08-19 | 1991-07-15 | 2010-08-19 | Petroleum | Unleaded gasoline | Unleaded gasoline |  | Single Wall, Steel | Steel | Coated & cathodic protection (sti-P3), Field installed cathodic protection |  | Double Wall, Fiberglass reinforced plastic |  | 1901-01-01 | Other, TOTAL CONT | Catchment Basin, Single walled catchment basin | Flow Rest 90% Full | Flow Rest 90% Full |  |  | Automatic Tank Gauge | [5 empty] | Annual line testing | Annual line testing |  | UST Currently In Use: 1; UST Temp Close: 0; AST Currently In Use: 0; AST Temp Closed: 0 | 1 | 0 | 4 | 22836-071-015633 | M & R UNITED, INC.
42329 | Permanently Closed | 2010-08-19 | 1991-07-15 | 2010-08-19 | Petroleum | Premium gasoline | Premium gasoline |  | Single Wall, Steel | Steel | Coated & cathodic protection (sti-P3), Field installed cathodic protection |  | Double Wall, Fiberglass reinforced plastic |  | 1901-01-01 | Other, TOTAL CONT | Catchment Basin, Single walled catchment basin | Flow Rest 90% Full | Flow Rest 90% Full |  |  | Automatic Tank Gauge | [5 empty] | Annual line testing | Annual line testing |  | UST Currently In Use: 1; UST Temp Close: 0; AST Currently In Use: 0; AST Temp Closed: 0 | 1 | 0 | 4 | 22836-071-015633 | M & R UNITED, INC.
42330 | Permanently Closed | 2010-08-19 | 1991-07-15 | 2010-08-19 | Petroleum | On road diesel | On road diesel |  | Single Wall, Steel | Steel | Coated & cathodic protection (sti-P3), Field installed cathodic protection |  | Double Wall, Fiberglass reinforced plastic |  | 1901-01-01 | Other, TOTAL CONT | Catchment Basin, Single walled catchment basin | Flow Rest 90% Full | Flow Rest 90% Full |  |  | Automatic Tank Gauge | [5 empty] | Annual line testing | Annual line testing |  | UST Currently In Use: 1; UST Temp Close: 0; AST Currently In Use: 0; AST Temp Closed: 0 | 1 | 0 | 4 | 22836-071-015633 | M & R UNITED, INC.
42331 | Permanently Closed | 1997-05-05 | 1986-05-06 | 1997-05-05 | Petroleum | Unleaded gasoline | Unleaded gasoline |  | Steel | Steel |  | Painted or None | Steel |  | 1901-01-01 | None | [11 empty] | Annual line testing | Annual line testing |  | UST Currently In Use: 0; UST Temp Close: 0; AST Currently In Use: 0; AST Temp Closed: 0 | 0 | 0 | 4 | 12403-089-004494 | HOLMES OIL COMPANY, INC.
42332 | Currently in Use |  | 1985-08-01 |  | Petroleum | On road diesel | On road diesel | Industrial, Local Government | Fiberglass reinforced plastic | Fiberglass reinforced plastic |  |  | Fiberglass reinforced plastic |  |  |  | Catchment Basin, Single walled catchment basin | Flow Rest 90% Full | Flow Rest 90% Full |  |  | Continuous Automatic Tank Gauge |  | Automatic flow restrictor (MLLD) | Automatic flow restrictor (MLLD) |  |  | Annual line testing | Annual line testing |  | UST Currently In Use: 2; UST Temp Close: 1; AST Currently In Use: 0; AST Temp Closed: 0 | 2 | 1 | 0 | 17486-101-015104 | MONTGOMERY COUNTY BOARD OF EDUCATION
42333 | Currently in Use |  | 1985-08-01 |  | Petroleum | Unleaded gasoline | Unleaded gasoline | Industrial, Local Government | Fiberglass reinforced plastic | Fiberglass reinforced plastic |  |  | Fiberglass reinforced plastic |  |  |  | Catchment Basin, Single walled catchment basin | Flow Rest 90% Full | Flow Rest 90% Full |  |  | Continuous Automatic Tank Gauge |  | Automatic flow restrictor (MLLD) | Automatic flow restrictor (MLLD) |  |  | Annual line testing | Annual line testing |  | UST Currently In Use: 2; UST Temp Close: 1; AST Currently In Use: 0; AST Temp Closed: 0 | 2 | 1 | 0 | 17486-101-015104 | MONTGOMERY COUNTY BOARD OF EDUCATION
42334 | Temporary Closed | 2018-10-29 | 1988-03-05 |  | Petroleum | Other, MNRLSPIRIT | Other | Industrial, Local Government | Steel | Steel | Coated & cathodic protection (sti-P3) |  | Fiberglass reinforced plastic |  |  |  | Catchment Basin, Single walled catchment basin | Automatic shutoff device At 95% full | Automatic shutoff device At 95% full |  |  | Continuous Automatic Tank Gauge | [8 empty] | UST Currently In Use: 2; UST Temp Close: 1; AST Currently In Use: 0; AST Temp Closed: 0 | 2 | 1 | 0 | 17486-101-015104 | MONTGOMERY COUNTY BOARD OF EDUCATION
42335 | Permanently Closed | 1998-11-07 | 1970-01-01 | 1998-11-07 | Petroleum | Unleaded gasoline | Unleaded gasoline | Industrial, Local Government | Steel | Steel |  | Painted or None | Fiberglass reinforced plastic |  | 1901-01-01 | None | Catchment Basin, Single walled catchment basin | [10 empty] | Annual line testing | Annual line testing |  | UST Currently In Use: 0; UST Temp Close: 0; AST Currently In Use: 0; AST Temp Closed: 0 | 0 | 0 | 3 | 17486-101-015105 | MONTGOMERY COUNTY BOARD OF EDUCATION
42336 | Permanently Closed | 1998-11-07 | 1970-01-01 | 1998-11-07 | Petroleum | Unleaded gasoline | Unleaded gasoline | Industrial, Local Government | Steel | Steel |  | Painted or None | Fiberglass reinforced plastic |  | 1901-01-01 | None | [11 empty] | Annual line testing | Annual line testing |  | UST Currently In Use: 0; UST Temp Close: 0; AST Currently In Use: 0; AST Temp Closed: 0 | 0 | 0 | 3 | 17486-101-015105 | MONTGOMERY COUNTY BOARD OF EDUCATION
42337 | Permanently Closed | 1998-11-07 | 1988-12-15 | 1998-11-07 | Petroleum | On road diesel | On road diesel | Industrial, Local Government | Steel | Steel | Coated & cathodic protection (sti-P3) |  | Fiberglass reinforced plastic |  | 1901-01-01 | None | Catchment Basin, Single walled catchment basin | [10 empty] | Annual line testing | Annual line testing |  | UST Currently In Use: 0; UST Temp Close: 0; AST Currently In Use: 0; AST Temp Closed: 0 | 0 | 0 | 3 | 17486-101-015105 | MONTGOMERY COUNTY BOARD OF EDUCATION
42338 | Temporary Closed | 2018-01-01 | 1986-04-01 |  | Petroleum | Unleaded gasoline | Unleaded gasoline | Industrial, Local Government | Steel | Steel | Coated & cathodic protection (sti-P3) |  | Fiberglass reinforced plastic |  |  |  | Catchment Basin, Single walled catchment basin | Flow Rest 90% Full | Flow Rest 90% Full |  |  | Statistical Inventory Reconciliation (SIR) | [8 empty] | UST Currently In Use: 0; UST Temp Close: 1; AST Currently In Use: 0; AST Temp Closed: 0 | 0 | 1 | 0 | 17486-101-015106 | MONTGOMERY COUNTY BOARD OF EDUCATION
42339 | Currently in Use |  | 1986-09-01 |  | Petroleum | On road diesel | On road diesel | Local Government | Steel | Steel | Coated & cathodic protection (sti-P3) |  | Fiberglass reinforced plastic |  |  |  | Catchment Basin, Single walled catchment basin | Automatic shutoff device At 95% full, Flow Rest 90% Full | Flow Rest 90% Full |  |  | Statistical Inventory Reconciliation (SIR) | [8 empty] | UST Currently In Use: 1; UST Temp Close: 0; AST Currently In Use: 0; AST Temp Closed: 0 | 1 | 0 | 0 | 17486-101-015107 | MONTGOMERY COUNTY BOARD OF EDUCATION
42340 | Currently in Use |  | 1976-03-01 |  | Petroleum | On road diesel | On road diesel | Local Government | Steel | Steel | Field installed cathodic protection |  | Steel |  |  | Field installed cathodic protection | Catchment Basin, Single walled catchment basin | Automatic shutoff device At 95% full, Flow Rest 90% Full | Flow Rest 90% Full |  |  | Continuous Automatic Tank Gauge |  | Automatic flow restrictor (MLLD) | Automatic flow restrictor (MLLD) |  |  | Annual line testing | Annual line testing |  | UST Currently In Use: 3; UST Temp Close: 0; AST Currently In Use: 0; AST Temp Closed: 0 | 3 | 0 | 0 | 17486-101-015108 | MONTGOMERY COUNTY BOARD OF EDUCATION
42341 | Currently in Use |  | 1976-03-01 |  | Petroleum | On road diesel | On road diesel | Local Government | Steel | Steel | Field installed cathodic protection |  | Steel |  |  | Field installed cathodic protection | Catchment Basin, Single walled catchment basin | Automatic shutoff device At 95% full, Flow Rest 90% Full | Flow Rest 90% Full |  |  | Continuous Automatic Tank Gauge |  | Automatic flow restrictor (MLLD) | Automatic flow restrictor (MLLD) |  |  | Annual line testing | Annual line testing |  | UST Currently In Use: 3; UST Temp Close: 0; AST Currently In Use: 0; AST Temp Closed: 0 | 3 | 0 | 0 | 17486-101-015108 | MONTGOMERY COUNTY BOARD OF EDUCATION
42342 | Currently in Use |  | 1976-03-01 |  | Petroleum | Unleaded gasoline | Unleaded gasoline | Local Government | Steel | Steel | Field installed cathodic protection |  | Steel |  |  | Field installed cathodic protection | Catchment Basin, Single walled catchment basin | Automatic shutoff device At 95% full, Flow Rest 90% Full | Flow Rest 90% Full |  |  | Continuous Automatic Tank Gauge |  | Automatic flow restrictor (MLLD) | Automatic flow restrictor (MLLD) |  |  | Annual line testing | Annual line testing |  | UST Currently In Use: 3; UST Temp Close: 0; AST Currently In Use: 0; AST Temp Closed: 0 | 3 | 0 | 0 | 17486-101-015108 | MONTGOMERY COUNTY BOARD OF EDUCATION
42343 | Temporary Closed | 2023-01-01 | 1991-09-23 |  | Petroleum | Unleaded gasoline | Unleaded gasoline | Retail | Fiberglass reinforced plastic | Fiberglass reinforced plastic |  |  | Fiberglass reinforced plastic |  | 1901-01-01 | None | Catchment Basin, Single walled catchment basin | Automatic shutoff device At 95% full | Automatic shutoff device At 95% full |  |  | Automatic Tank Gauge, Statistical Inventory Reconciliation (SIR) |  | Automatic flow restrictor (MLLD) | Automatic flow restrictor (MLLD) |  |  | Statistical inventory reconciliation (SIR) | Statistical inventory reconciliation (SIR) |  | UST Currently In Use: 0; UST Temp Close: 3; AST Currently In Use: 0; AST Temp Closed: 0 | 0 | 3 | 4 | 25458-101-001467 | LIONS PRIDE PROPERTY INC
42344 | Temporary Closed | 2023-01-01 | 1991-09-23 |  | Petroleum | Unleaded gasoline | Unleaded gasoline | Retail | Fiberglass reinforced plastic | Fiberglass reinforced plastic |  |  | Fiberglass reinforced plastic |  | 1901-01-01 | None | Catchment Basin, Single walled catchment basin | Automatic shutoff device At 95% full | Automatic shutoff device At 95% full |  |  | Automatic Tank Gauge, Statistical Inventory Reconciliation (SIR) |  | Automatic flow restrictor (MLLD) | Automatic flow restrictor (MLLD) |  |  | Statistical inventory reconciliation (SIR) | Statistical inventory reconciliation (SIR) |  | UST Currently In Use: 0; UST Temp Close: 3; AST Currently In Use: 0; AST Temp Closed: 0 | 0 | 3 | 4 | 25458-101-001467 | LIONS PRIDE PROPERTY INC
42346 | Temporary Closed | 2023-01-01 | 1991-09-23 |  | Petroleum | Unleaded gasoline | Unleaded gasoline | Retail | Fiberglass reinforced plastic | Fiberglass reinforced plastic |  |  | Fiberglass reinforced plastic |  | 1901-01-01 | None | Catchment Basin, Single walled catchment basin | Automatic shutoff device At 95% full | Automatic shutoff device At 95% full |  |  | Automatic Tank Gauge, Statistical Inventory Reconciliation (SIR) |  | Automatic flow restrictor (MLLD) | Automatic flow restrictor (MLLD) |  |  | Statistical inventory reconciliation (SIR) | Statistical inventory reconciliation (SIR) |  | UST Currently In Use: 0; UST Temp Close: 3; AST Currently In Use: 0; AST Temp Closed: 0 | 0 | 3 | 4 | 25458-101-001467 | LIONS PRIDE PROPERTY INC
42347 | Permanently Closed | 1993-03-28 | 1989-01-01 | 1993-03-30 | Petroleum | On road diesel | On road diesel |  | Steel | Steel |  | Painted or None | Steel |  | 1901-01-01 |  |  | Flow Rest 90% Full | Flow Rest 90% Full |  |  | Statistical Inventory Reconciliation (SIR) | [8 empty] | UST Currently In Use: 4; UST Temp Close: 0; AST Currently In Use: 0; AST Temp Closed: 0 | 4 | 0 | 1 | 15420-049-012702 | MAPCO EXPRESS, LLC
42348 | Currently in Use |  | 1991-07-24 |  | Petroleum | Unleaded gasoline | Unleaded gasoline | Retail | Steel | Steel | Coated & cathodic protection (sti-P3) |  | Double Wall, Steel, FIB COATED |  |  | Galvanic Cathodic, FLEX CONNS | Catchment Basin, Single walled catchment basin |  |  |  |  | Continuous Automatic Tank Gauge | Single walled submersible pump containment sump | Automatic flow restrictor (MLLD), Containment Sump | Containment Sump |  |  | Annual line testing | Annual line testing |  | UST Currently In Use: 3; UST Temp Close: 0; AST Currently In Use: 0; AST Temp Closed: 0 | 3 | 0 | 0 | 25506-089-015626 | KALHORI INC
42349 | Currently in Use |  | 1991-07-24 |  | Petroleum | Mid-grade gasoline | Mid-grade gasoline | Retail | Steel | Steel | Coated & cathodic protection (sti-P3) |  | Double Wall, Steel, FIB COATED |  |  | Galvanic Cathodic, FLEX CONNS | Catchment Basin, Single walled catchment basin | Automatic shutoff device At 95% full | Automatic shutoff device At 95% full |  |  | Continuous Automatic Tank Gauge | Single walled submersible pump containment sump | Automatic flow restrictor (MLLD), Containment Sump | Containment Sump |  |  | Annual line testing | Annual line testing |  | UST Currently In Use: 3; UST Temp Close: 0; AST Currently In Use: 0; AST Temp Closed: 0 | 3 | 0 | 0 | 25506-089-015626 | KALHORI INC
42350 | Currently in Use |  | 1991-07-24 |  | Petroleum | Premium gasoline | Premium gasoline | Retail | Steel | Steel | Coated & cathodic protection (sti-P3) |  | Double Wall, Steel, FIB COATED |  |  | Galvanic Cathodic, FLEX CONNS | Catchment Basin, Single walled catchment basin | Automatic shutoff device At 95% full | Automatic shutoff device At 95% full |  |  | Continuous Automatic Tank Gauge | Single walled submersible pump containment sump | Automatic flow restrictor (MLLD), Containment Sump | Containment Sump |  |  | Annual line testing | Annual line testing |  | UST Currently In Use: 3; UST Temp Close: 0; AST Currently In Use: 0; AST Temp Closed: 0 | 3 | 0 | 0 | 25506-089-015626 | KALHORI INC
42351 | Cannot Locate or abandoned | 1995-11-30 | 1991-09-25 |  | Petroleum | Unleaded gasoline | Unleaded gasoline |  | Steel | Steel | Coated & cathodic protection (sti-P3) |  | Fiberglass reinforced plastic |  | 1901-01-01 | None | Catchment Basin, Single walled catchment basin | Flow Rest 90% Full | Flow Rest 90% Full | [8 empty] | Annual line testing | Annual line testing |  | UST Currently In Use: 0; UST Temp Close: 0; AST Currently In Use: 2; AST Temp Closed: 0 | 0 | 0 | 0 | 17583-079-015634 | LYNDON E PARKER
42352 | Permanently Closed | 1997-05-14 | 1985-09-01 | 1997-05-14 | Petroleum | On road diesel | On road diesel | Emergency power generator | Steel | Steel |  |  | Steel |  | 1901-01-01 | [15 empty] | UST Currently In Use: 0; UST Temp Close: 0; AST Currently In Use: 0; AST Temp Closed: 0 | 0 | 0 | 1 | 17631-097-015578 | CHARTER HOSPITAL OF MOBILE
42353 | Permanently Closed | 1997-11-01 | 1976-01-01 | 1997-12-03 | Petroleum | Unleaded gasoline | Unleaded gasoline | Retail | Steel | Steel |  | Painted or None | Steel |  | 1901-01-01 | [15 empty] | UST Currently In Use: 0; UST Temp Close: 0; AST Currently In Use: 0; AST Temp Closed: 0 | 0 | 0 | 3 | 24032-065-009619 | MELISSA HENRY
42354 | Permanently Closed | 1997-11-01 | 1976-01-01 | 1997-12-03 | Petroleum | Unleaded gasoline | Unleaded gasoline | [7 empty] | 1901-01-01 | [15 empty] | UST Currently In Use: 0; UST Temp Close: 0; AST Currently In Use: 0; AST Temp Closed: 0 | 0 | 0 | 3 | 24032-065-009619 | MELISSA HENRY
42355 | Cannot Locate or abandoned | 2000-02-22 | 1971-01-01 |  | Petroleum | Unleaded gasoline | Unleaded gasoline |  | Steel | Steel |  |  | Steel |  | 1901-01-01 | [6 empty] | Manual Tank Gauging (only tanks 1000 gal. or less and 48” or 64” in diameter) | [8 empty] | UST Currently In Use: 0; UST Temp Close: 0; AST Currently In Use: 0; AST Temp Closed: 0 | 0 | 0 | 0 | 17539-081-015485 | JAMES R MEADOWS
42356 | Cannot Locate or abandoned | 2000-02-22 | 1971-01-01 |  | Petroleum | Unleaded gasoline | Unleaded gasoline |  | Steel | Steel |  |  | Steel |  | 1901-01-01 | [6 empty] | Manual Tank Gauging (only tanks 1000 gal. or less and 48” or 64” in diameter) | [8 empty] | UST Currently In Use: 0; UST Temp Close: 0; AST Currently In Use: 0; AST Temp Closed: 0 | 0 | 0 | 0 | 17539-081-015485 | JAMES R MEADOWS
42357 | Cannot Locate or abandoned | 2000-02-22 | 1971-01-01 |  | Petroleum | Unleaded gasoline | Unleaded gasoline |  | Steel | Steel |  |  | Steel |  | 1901-01-01 | [6 empty] | Manual Tank Gauging (only tanks 1000 gal. or less and 48” or 64” in diameter) | [8 empty] | UST Currently In Use: 0; UST Temp Close: 0; AST Currently In Use: 0; AST Temp Closed: 0 | 0 | 0 | 0 | 17539-081-015485 | JAMES R MEADOWS
42358 | Permanently Closed | 1995-12-05 | 1983-01-31 | 1995-12-05 | Petroleum | On road diesel | On road diesel |  | Steel | Steel |  | Painted or None | Steel |  | 1901-01-01 | None | [11 empty] | Annual line testing | Annual line testing |  | UST Currently In Use: 0; UST Temp Close: 0; AST Currently In Use: 0; AST Temp Closed: 0 | 0 | 0 | 1 | 17540-029-015486 | KELLWOOD COMPANY
42359 | Currently in Use |  | 1991-10-20 |  | Petroleum | Unleaded gasoline | Unleaded gasoline | Retail | Double Wall, Steel | Steel | Coated & cathodic protection (sti-P3) |  | Double Wall, Fiberglass reinforced plastic |  | 2025-02-03 |  | Catchment Basin, Single walled catchment basin | Automatic shutoff device At 95% full | Automatic shutoff device At 95% full |  |  | Continuous Automatic Tank Gauge | Single walled submersible pump containment sump, Single walled under dispenser containment | Automatic flow restrictor (MLLD), Containment Sump | Containment Sump | Interstitial Monitoring within Secondary Containment | SENSOR TO ATG | Annual line testing | Annual line testing |  | UST Currently In Use: 2; UST Temp Close: 0; AST Currently In Use: 0; AST Temp Closed: 0 | 2 | 0 | 2 | 24359-117-007100 | STAR INVESTMENTS, LLC
42361 | Currently in Use |  | 1991-10-20 |  | Petroleum | On road diesel | On road diesel | Retail | Double Wall, Steel | Steel | Coated & cathodic protection (sti-P3) |  | Double Wall, Fiberglass reinforced plastic |  | 2025-02-03 |  | Catchment Basin, Single walled catchment basin | Automatic shutoff device At 95% full | Automatic shutoff device At 95% full |  |  | Continuous Automatic Tank Gauge | Single walled submersible pump containment sump, Single walled under dispenser containment | Automatic flow restrictor (MLLD), Containment Sump | Containment Sump | Interstitial Monitoring within Secondary Containment | SENSOR TO ATG | Annual line testing | Annual line testing |  | UST Currently In Use: 2; UST Temp Close: 0; AST Currently In Use: 0; AST Temp Closed: 0 | 2 | 0 | 2 | 24359-117-007100 | STAR INVESTMENTS, LLC
42362 | Permanently Closed | 1998-12-18 | 1988-10-25 | 1998-12-18 | Petroleum | Unleaded gasoline | Unleaded gasoline |  | Steel | Steel |  | Painted or None | Steel |  | 1901-01-01 |  | Catchment Basin, Single walled catchment basin | [13 empty] | UST Currently In Use: 0; UST Temp Close: 0; AST Currently In Use: 0; AST Temp Closed: 0 | 0 | 0 | 1 | 17584-083-015635 | BURGREEN CONTACTING COMPANY INC
42363 | Currently in Use |  | 1991-06-15 |  | Petroleum | Premium gasoline | Premium gasoline | Retail | Double Wall, Fiberglass reinforced plastic, FIBERGLASS | Fiberglass reinforced plastic |  |  | Fiberglass reinforced plastic |  | 1901-01-01 |  | Catchment Basin, O/W SEP | Flow Rest 90% Full | Flow Rest 90% Full |  |  | Automatic Tank Gauge, Other, CITLDS (Continual Reconciliation Report) |  | Automatic flow restrictor (MLLD), Containment Sump | Containment Sump | Interstitial Monitoring within Secondary Containment |  | Other, WARREN ROG | Other |  | UST Currently In Use: 6; UST Temp Close: 1; AST Currently In Use: 0; AST Temp Closed: 0 | 6 | 1 | 0 | 19984-097-015579 | PILOT TRAVEL CENTERS, LLC
42364 | Currently in Use |  | 1991-06-15 |  | Petroleum | Unleaded gasoline | Unleaded gasoline | Retail | Double Wall, Fiberglass reinforced plastic, FIBERGLASS | Fiberglass reinforced plastic |  |  | Fiberglass reinforced plastic |  | 1901-01-01 |  | Catchment Basin, O/W SEP | Automatic shutoff device At 95% full | Automatic shutoff device At 95% full |  |  | Automatic Tank Gauge, Other, CITLDS (Continual Reconciliation Report) |  | Automatic flow restrictor (MLLD), Containment Sump | Containment Sump |  |  | Other, WARREN ROG | Other |  | UST Currently In Use: 6; UST Temp Close: 1; AST Currently In Use: 0; AST Temp Closed: 0 | 6 | 1 | 0 | 19984-097-015579 | PILOT TRAVEL CENTERS, LLC
42365 | Currently in Use |  | 1991-06-15 |  | Petroleum | Unleaded gasoline | Unleaded gasoline | Retail | Double Wall, Fiberglass reinforced plastic, FIBERGLASS | Fiberglass reinforced plastic |  |  | Double Wall, Fiberglass reinforced plastic |  | 1901-01-01 |  | Catchment Basin, O/W SEP | Automatic shutoff device At 95% full | Automatic shutoff device At 95% full |  |  | Automatic Tank Gauge, Other, CITLDS (Continual Reconciliation Report) |  | Automatic flow restrictor (MLLD), Containment Sump | Containment Sump |  |  | Other, WARREN ROG | Other |  | UST Currently In Use: 6; UST Temp Close: 1; AST Currently In Use: 0; AST Temp Closed: 0 | 6 | 1 | 0 | 19984-097-015579 | PILOT TRAVEL CENTERS, LLC
42366 | Temporary Closed | 2004-07-28 | 1991-06-15 |  | Petroleum | On road diesel | On road diesel | Retail | Double Wall, Fiberglass reinforced plastic, FIBERGLASS | Fiberglass reinforced plastic |  |  | Fiberglass reinforced plastic |  | 1901-01-01 |  | Catchment Basin, Single walled catchment basin | Flow Rest 90% Full | Flow Rest 90% Full | Interstitial Monitoring within Secondary Containment | [10 empty] | UST Currently In Use: 6; UST Temp Close: 1; AST Currently In Use: 0; AST Temp Closed: 0 | 6 | 1 | 0 | 19984-097-015579 | PILOT TRAVEL CENTERS, LLC
42367 | Currently in Use |  | 1991-06-15 |  | Petroleum | On road diesel | On road diesel | Retail | Double Wall, Fiberglass reinforced plastic, FIBERGLASS | Fiberglass reinforced plastic |  |  | Fiberglass reinforced plastic |  | 1901-01-01 |  | Catchment Basin, O/W SEP | Automatic shutoff device At 95% full | Automatic shutoff device At 95% full |  |  | Automatic Tank Gauge, Other, CITLDS (Continual Reconciliation Report) |  | Automatic flow restrictor (MLLD), Containment Sump | Containment Sump |  |  | Other, WARREN ROG | Other |  | UST Currently In Use: 6; UST Temp Close: 1; AST Currently In Use: 0; AST Temp Closed: 0 | 6 | 1 | 0 | 19984-097-015579 | PILOT TRAVEL CENTERS, LLC
42368 | Currently in Use |  | 1991-06-15 |  | Petroleum | On road diesel | On road diesel | Retail | Double Wall, Fiberglass reinforced plastic, FIBERGLASS | Fiberglass reinforced plastic |  |  | Fiberglass reinforced plastic |  | 1901-01-01 |  | Catchment Basin, O/W SEP | Flow Rest 90% Full | Flow Rest 90% Full |  |  | Automatic Tank Gauge, Other, CITLDS (Continual Reconciliation Report) |  | Containment Sump, MANIFOLDED | Containment Sump |  |  | Other, WARREN ROG | Other |  | UST Currently In Use: 6; UST Temp Close: 1; AST Currently In Use: 0; AST Temp Closed: 0 | 6 | 1 | 0 | 19984-097-015579 | PILOT TRAVEL CENTERS, LLC
42369 | Currently in Use |  | 1991-06-15 |  | Petroleum | On road diesel | On road diesel | Retail | Double Wall, Fiberglass reinforced plastic, FIBERGLASS | Fiberglass reinforced plastic |  |  | Fiberglass reinforced plastic |  | 1901-01-01 |  | Catchment Basin, O/W SEP | Automatic shutoff device At 95% full | Automatic shutoff device At 95% full |  |  | Automatic Tank Gauge, Other, CITLDS (Continual Reconciliation Report) |  | Containment Sump, MANIFOLDED | Containment Sump |  |  | Other, WARREN ROG | Other |  | UST Currently In Use: 6; UST Temp Close: 1; AST Currently In Use: 0; AST Temp Closed: 0 | 6 | 1 | 0 | 19984-097-015579 | PILOT TRAVEL CENTERS, LLC
42370 | Permanently Closed | 1998-09-17 | 1986-01-01 | 2000-02-02 | Petroleum | Unleaded gasoline | Unleaded gasoline |  | Steel | Steel |  |  | Steel |  | 1901-01-01 | None | [5 empty] | Manual Tank Gauging (only tanks 1000 gal. or less and 48” or 64” in diameter) | [8 empty] | UST Currently In Use: 0; UST Temp Close: 0; AST Currently In Use: 0; AST Temp Closed: 0 | 0 | 0 | 1 | 20810-097-015580 | UNIV OF SOUTH ALABAMA FOUNDATION
42371 | Permanently Closed | 1994-01-01 | 1988-01-01 | 1994-01-01 | Petroleum | Unleaded gasoline | Unleaded gasoline |  | Steel | Steel | Coated & cathodic protection (sti-P3) |  | Steel |  | 1901-01-01 | [15 empty] | UST Currently In Use: 0; UST Temp Close: 0; AST Currently In Use: 2; AST Temp Closed: 0 | 0 | 0 | 2 | 24314-003-015581 | GLENLAKES GOLF CLUB INC
42372 | Permanently Closed | 1994-01-01 | 1988-01-01 | 1994-01-01 | Petroleum | On road diesel | On road diesel |  | Steel | Steel | Coated & cathodic protection (sti-P3) |  | Steel |  | 1901-01-01 | [15 empty] | UST Currently In Use: 0; UST Temp Close: 0; AST Currently In Use: 2; AST Temp Closed: 0 | 0 | 0 | 2 | 24314-003-015581 | GLENLAKES GOLF CLUB INC
42373 | Temporary Closed | 2004-07-27 | 1991-09-24 |  | Petroleum | Mid-grade gasoline | Mid-grade gasoline | Retail | Steel | Steel | Coated & cathodic protection (sti-P3), Field installed cathodic protection |  | Fiberglass reinforced plastic |  | 1901-01-01 | Field installed cathodic protection, None | Catchment Basin, Single walled catchment basin | Flow Rest 90% Full | Flow Rest 90% Full |  |  | Statistical Inventory Reconciliation (SIR) | [8 empty] | UST Currently In Use: 0; UST Temp Close: 2; AST Currently In Use: 0; AST Temp Closed: 0 | 0 | 2 | 2 | 23090-063-009019 | WARREN BURKE, DVM
42374 | Currently in Use |  | 1991-10-01 |  | Petroleum | Unleaded gasoline | Unleaded gasoline | Retail | Steel | Steel | Coated & cathodic protection (sti-P3) |  | Flexible |  |  |  | Catchment Basin, Single walled catchment basin | Flow Rest 90% Full | Flow Rest 90% Full |  |  | Automatic Tank Gauge |  | Automatic flow restrictor (MLLD), Containment Sump | Containment Sump |  |  | Annual line testing, Continuous alarm system | Continuous alarm system |  | UST Currently In Use: 4; UST Temp Close: 0; AST Currently In Use: 0; AST Temp Closed: 0 | 4 | 0 | 0 | 24822-003-015582 | HUNTER CHAMBLISS
42375 | Currently in Use |  | 1991-10-01 |  | Petroleum | Premium gasoline | Premium gasoline | Retail | Steel | Steel | Coated & cathodic protection (sti-P3) |  | Flexible |  |  |  | Catchment Basin, Single walled catchment basin | Flow Rest 90% Full | Flow Rest 90% Full |  |  | Automatic Tank Gauge |  | Automatic flow restrictor (MLLD), Containment Sump | Containment Sump |  |  | Annual line testing, Continuous alarm system | Continuous alarm system |  | UST Currently In Use: 4; UST Temp Close: 0; AST Currently In Use: 0; AST Temp Closed: 0 | 4 | 0 | 0 | 24822-003-015582 | HUNTER CHAMBLISS
42376 | Currently in Use |  | 1991-10-01 |  | Petroleum | On road diesel | On road diesel | Retail | Steel | Steel | Coated & cathodic protection (sti-P3) |  | Flexible |  |  |  | Catchment Basin, Single walled catchment basin | Automatic shutoff device At 95% full | Automatic shutoff device At 95% full |  |  | Automatic Tank Gauge |  | Automatic flow restrictor (MLLD), Containment Sump | Containment Sump |  |  | Annual line testing, Continuous alarm system | Continuous alarm system |  | UST Currently In Use: 4; UST Temp Close: 0; AST Currently In Use: 0; AST Temp Closed: 0 | 4 | 0 | 0 | 24822-003-015582 | HUNTER CHAMBLISS
42377 | Permanently Closed | 1993-03-10 | 1968-01-01 | 1996-03-10 | Petroleum | Used oil | Used oil | State/federal government | Steel | Steel |  | Painted or None | Steel |  | 1901-01-01 | None | [14 empty] | UST Currently In Use: 3; UST Temp Close: 0; AST Currently In Use: 18; AST Temp Closed: 0 | 3 | 0 | 29 | 15057-089-002590 | US ARMY GARRISON - REDSTONE
42378 | Permanently Closed | 1996-07-12 | 1985-01-01 | 1996-07-12 | Petroleum | Unleaded gasoline | Unleaded gasoline | State/federal government | Fiberglass reinforced plastic | Fiberglass reinforced plastic |  |  | Steel |  | 1901-01-01 | None | [14 empty] | UST Currently In Use: 3; UST Temp Close: 0; AST Currently In Use: 18; AST Temp Closed: 0 | 3 | 0 | 29 | 15057-089-002590 | US ARMY GARRISON - REDSTONE
42379 | Permanently Closed | 1996-07-12 | 1985-01-01 | 1996-07-12 | Petroleum | Unleaded gasoline | Unleaded gasoline | State/federal government | Fiberglass reinforced plastic | Fiberglass reinforced plastic |  |  | Steel |  | 1901-01-01 | None | [14 empty] | UST Currently In Use: 3; UST Temp Close: 0; AST Currently In Use: 18; AST Temp Closed: 0 | 3 | 0 | 29 | 15057-089-002590 | US ARMY GARRISON - REDSTONE
42380 | Permanently Closed | 1996-07-12 | 1985-01-01 | 1996-07-12 | Petroleum | On road diesel | On road diesel | State/federal government | Fiberglass reinforced plastic | Fiberglass reinforced plastic |  |  | Steel |  | 1901-01-01 | None | [11 empty] | Annual line testing | Annual line testing |  | UST Currently In Use: 3; UST Temp Close: 0; AST Currently In Use: 18; AST Temp Closed: 0 | 3 | 0 | 29 | 15057-089-002590 | US ARMY GARRISON - REDSTONE
42381 | Permanently Closed | 1995-07-19 | 1985-01-01 | 1995-07-19 | Petroleum | On road diesel | On road diesel | State/federal government | Fiberglass reinforced plastic | Fiberglass reinforced plastic |  |  | Steel |  | 1901-01-01 | None | [14 empty] | UST Currently In Use: 3; UST Temp Close: 0; AST Currently In Use: 18; AST Temp Closed: 0 | 3 | 0 | 29 | 15057-089-002590 | US ARMY GARRISON - REDSTONE
42382 | Permanently Closed | 1993-04-05 | 1972-01-01 | 1993-04-05 | Petroleum | Used oil | Used oil | State/federal government | Fiberglass coated steel | Fiberglass coated steel |  |  | Steel |  | 1901-01-01 | None | [14 empty] | UST Currently In Use: 3; UST Temp Close: 0; AST Currently In Use: 18; AST Temp Closed: 0 | 3 | 0 | 29 | 15057-089-002590 | US ARMY GARRISON - REDSTONE
42383 | Permanently Closed | 1996-01-01 | 1984-01-23 | 1996-01-01 | Petroleum | Aviation fuel (JP-4; etc.) | Aviation fuel (JP-4; etc.) | State/federal government | Fiberglass coated steel | Fiberglass coated steel |  |  | Steel |  | 1901-01-01 | None | [14 empty] | UST Currently In Use: 3; UST Temp Close: 0; AST Currently In Use: 18; AST Temp Closed: 0 | 3 | 0 | 29 | 15057-089-002590 | US ARMY GARRISON - REDSTONE
42384 | Permanently Closed | 2000-12-08 | 1901-01-01 | 2000-12-08 | Petroleum | Unleaded gasoline | Unleaded gasoline |  | Steel | Steel |  | Painted or None | Steel |  | 1901-01-01 |  |  | Flow Rest 90% Full | Flow Rest 90% Full | [8 empty] | Annual line testing | Annual line testing |  | UST Currently In Use: 0; UST Temp Close: 0; AST Currently In Use: 0; AST Temp Closed: 0 | 0 | 0 | 3 | 10037-069-015464 | A. W. HERNDON OIL COMPANY, INC.
42385 | Permanently Closed | 2000-12-08 | 1901-01-01 | 2000-12-08 | Petroleum | Unleaded gasoline | Unleaded gasoline |  | Steel | Steel |  | Painted or None | Steel |  | 1901-01-01 |  |  | Flow Rest 90% Full | Flow Rest 90% Full | [8 empty] | Annual line testing | Annual line testing |  | UST Currently In Use: 0; UST Temp Close: 0; AST Currently In Use: 0; AST Temp Closed: 0 | 0 | 0 | 3 | 10037-069-015464 | A. W. HERNDON OIL COMPANY, INC.
42386 | Permanently Closed | 2000-12-08 | 1901-01-01 | 2000-12-08 | Petroleum | Unleaded gasoline | Unleaded gasoline |  | Steel | Steel |  | Painted or None | Steel |  | 1901-01-01 |  |  | Flow Rest 90% Full | Flow Rest 90% Full | [11 empty] | UST Currently In Use: 0; UST Temp Close: 0; AST Currently In Use: 0; AST Temp Closed: 0 | 0 | 0 | 3 | 10037-069-015464 | A. W. HERNDON OIL COMPANY, INC.
42387 | Permanently Closed | 1992-01-21 | 1959-01-01 | 1992-01-21 | Petroleum | Unleaded gasoline | Unleaded gasoline |  | Steel | Steel |  |  | Steel |  | 1901-01-01 | [6 empty] | Manual Tank Gauging (only tanks 1000 gal. or less and 48” or 64” in diameter) |  | Other, LTT 3YRS | Other |  |  | Other, LTT 3YRS | Other |  | UST Currently In Use: 0; UST Temp Close: 0; AST Currently In Use: 0; AST Temp Closed: 0 | 0 | 0 | 2 | 17488-125-015109 | ELOISE C THOMPSON
42388 | Permanently Closed | 1992-01-21 | 1977-01-01 | 1992-01-21 | Petroleum | Unleaded gasoline | Unleaded gasoline |  | Steel | Steel |  |  | Steel |  | 1901-01-01 | [6 empty] | Manual Tank Gauging (only tanks 1000 gal. or less and 48” or 64” in diameter) |  | Other, LTT 3YR | Other |  |  | Other, LTT 3YR | Other |  | UST Currently In Use: 0; UST Temp Close: 0; AST Currently In Use: 0; AST Temp Closed: 0 | 0 | 0 | 2 | 17488-125-015109 | ELOISE C THOMPSON
42389 | Permanently Closed | 1992-09-23 | 1978-03-06 | 1992-09-23 | Petroleum | Unleaded gasoline | Unleaded gasoline |  | Steel | Steel |  | Painted or None | Steel |  | 1901-01-01 |  |  | Automatic shutoff device At 95% full | Automatic shutoff device At 95% full | [11 empty] | UST Currently In Use: 0; UST Temp Close: 0; AST Currently In Use: 1; AST Temp Closed: 0 | 0 | 0 | 3 | 17585-059-015636 | TIFFIN MOTOR HOMES INC
42390 | Permanently Closed | 2010-08-17 | 1983-04-01 | 2010-08-17 | Petroleum | Unleaded gasoline | Unleaded gasoline | Industrial | Steel | Steel | Field installed cathodic protection, AT SHOP #2 |  | Steel |  |  | Field installed cathodic protection | Catchment Basin, Single walled catchment basin | Automatic shutoff device At 95% full | Automatic shutoff device At 95% full |  |  | Automatic Tank Gauge | [8 empty] | UST Currently In Use: 0; UST Temp Close: 0; AST Currently In Use: 1; AST Temp Closed: 0 | 0 | 0 | 3 | 17585-059-015636 | TIFFIN MOTOR HOMES INC
42391 | Permanently Closed | 2010-08-17 | 1987-10-02 | 2010-08-17 | Petroleum | Unleaded gasoline | Unleaded gasoline | Industrial | Steel | Steel | Coated & cathodic protection (sti-P3), Field installed cathodic protection, AT SHOP #1 |  | Steel |  |  | Field installed cathodic protection | Catchment Basin, Single walled catchment basin | Automatic shutoff device At 95% full | Automatic shutoff device At 95% full |  |  | Automatic Tank Gauge | [8 empty] | UST Currently In Use: 0; UST Temp Close: 0; AST Currently In Use: 1; AST Temp Closed: 0 | 0 | 0 | 3 | 17585-059-015636 | TIFFIN MOTOR HOMES INC
42392 | Currently in Use |  | 1991-07-15 |  | Petroleum | Unleaded gasoline | Unleaded gasoline | Retail | Steel | Steel | Coated & cathodic protection (sti-P3) |  | Fiberglass reinforced plastic |  |  | Other, FLXS ISOLA | Catchment Basin, Single walled catchment basin | Automatic shutoff device At 95% full | Automatic shutoff device At 95% full |  |  | Continuous Automatic Tank Gauge |  | Automatic flow restrictor (MLLD) | Automatic flow restrictor (MLLD) |  |  | Annual line testing | Annual line testing |  | UST Currently In Use: 3; UST Temp Close: 0; AST Currently In Use: 0; AST Temp Closed: 0 | 3 | 0 | 0 | 22888-069-018236 | PREM PROPERTIES LLC
42394 | Currently in Use |  | 1991-07-15 |  | Petroleum | Premium gasoline | Premium gasoline | Retail | Steel | Steel | Coated & cathodic protection (sti-P3) |  | Fiberglass reinforced plastic |  |  | Other, FLXS ISOLA | Catchment Basin, Single walled catchment basin | Audible high level alarm At 90% full | Audible high level alarm At 90% full |  |  | Continuous Automatic Tank Gauge |  | Automatic flow restrictor (MLLD) | Automatic flow restrictor (MLLD) |  |  | Annual line testing | Annual line testing |  | UST Currently In Use: 3; UST Temp Close: 0; AST Currently In Use: 0; AST Temp Closed: 0 | 3 | 0 | 0 | 22888-069-018236 | PREM PROPERTIES LLC
42395 | Permanently Closed | 2005-05-17 | 1991-08-14 | 2006-04-12 | Petroleum | Unleaded gasoline | Unleaded gasoline |  | Steel | Steel | Coated & cathodic protection (sti-P3) |  | Fiberglass reinforced plastic |  | 1901-01-01 | None | Catchment Basin, Single walled catchment basin | Flow Rest 90% Full | Flow Rest 90% Full |  |  | Statistical Inventory Reconciliation (SIR) | [5 empty] | Annual line testing | Annual line testing |  | UST Currently In Use: 0; UST Temp Close: 0; AST Currently In Use: 0; AST Temp Closed: 0 | 0 | 0 | 6 | 12743-005-009838 | JETER OIL CO
42396 | Permanently Closed | 2005-05-17 | 1991-08-14 | 2006-04-12 | Petroleum | Premium gasoline | Premium gasoline |  | Steel | Steel | Coated & cathodic protection (sti-P3) |  | Fiberglass reinforced plastic |  | 1901-01-01 | None | Catchment Basin, Single walled catchment basin | Flow Rest 90% Full | Flow Rest 90% Full |  |  | Statistical Inventory Reconciliation (SIR) | [5 empty] | Annual line testing | Annual line testing |  | UST Currently In Use: 0; UST Temp Close: 0; AST Currently In Use: 0; AST Temp Closed: 0 | 0 | 0 | 6 | 12743-005-009838 | JETER OIL CO
42397 | Permanently Closed | 2011-09-30 | 1981-01-01 | 2023-04-26 | Petroleum | Unleaded gasoline | Unleaded gasoline | Retail | Steel | Steel | Interior lined (not allowed as a standalone method of corrosion protection) |  | Flexible |  | 1901-01-01 |  | Catchment Basin, Single walled catchment basin | Automatic shutoff device At 95% full, Flow Rest 90% Full | Flow Rest 90% Full |  |  | Statistical Inventory Reconciliation (SIR) |  | Automatic flow restrictor (MLLD) | Automatic flow restrictor (MLLD) |  |  | Statistical inventory reconciliation (SIR) | Statistical inventory reconciliation (SIR) |  | UST Currently In Use: 0; UST Temp Close: 0; AST Currently In Use: 0; AST Temp Closed: 0 | 0 | 0 | 2 | 25898-049-015637 | LAKEVILLE LLC
42398 | Permanently Closed | 2011-09-30 | 1981-01-01 | 2023-04-26 | Petroleum | Premium gasoline | Premium gasoline | Retail | Steel | Steel | Interior lined (not allowed as a standalone method of corrosion protection) |  | Flexible |  | 1901-01-01 |  | Catchment Basin, Single walled catchment basin | Flow Rest 90% Full | Flow Rest 90% Full |  |  | Statistical Inventory Reconciliation (SIR) |  | Automatic flow restrictor (MLLD) | Automatic flow restrictor (MLLD) |  |  | Statistical inventory reconciliation (SIR) | Statistical inventory reconciliation (SIR) |  | UST Currently In Use: 0; UST Temp Close: 0; AST Currently In Use: 0; AST Temp Closed: 0 | 0 | 0 | 2 | 25898-049-015637 | LAKEVILLE LLC
42399 | Currently in Use |  | 1991-11-13 |  | Petroleum | Unleaded gasoline | Unleaded gasoline | Retail | Single Wall, Steel | Steel | Coated & cathodic protection (sti-P3) |  | Fiberglass reinforced plastic, Single Wall |  | 1901-01-01 | Other, FIBERGLASS | Catchment Basin, Single walled catchment basin | Flow Rest 90% Full | Flow Rest 90% Full |  |  | Automatic Tank Gauge |  | Automatic flow restrictor (MLLD) | Automatic flow restrictor (MLLD) |  |  | Annual line testing | Annual line testing |  | UST Currently In Use: 4; UST Temp Close: 1; AST Currently In Use: 0; AST Temp Closed: 0 | 4 | 1 | 5 | 22568-089-003905 | VICKY T. NGUYEN
42400 | Permanently Closed | 1992-06-17 | 1979-01-01 | 1992-06-17 | Petroleum | Unleaded gasoline | Unleaded gasoline |  | Steel | Steel |  | Painted or None | Steel |  | 1901-01-01 | None | [7 empty] | Other, EVERY 3YRS | Other |  |  | Other, EVERY 3YRS | Other |  | UST Currently In Use: 4; UST Temp Close: 0; AST Currently In Use: 0; AST Temp Closed: 0 | 4 | 0 | 5 | 14247-101-007849 | RUSSELL OIL COMPANY, INC.
42401 | Currently in Use |  | 1991-10-25 |  | Petroleum | On road diesel | On road diesel | Retail | Fiberglass reinforced plastic, Single Wall | Single Wall |  |  | Double Wall, Fiberglass reinforced plastic, 2 PIECES |  | 1901-01-01 |  | Catchment Basin, Single walled catchment basin | Flow Rest 90% Full | Flow Rest 90% Full |  |  | Continuous Automatic Tank Gauge |  | Automatic flow restrictor (MLLD) | Automatic flow restrictor (MLLD) |  |  | Annual line testing | Annual line testing |  | UST Currently In Use: 3; UST Temp Close: 0; AST Currently In Use: 0; AST Temp Closed: 0 | 3 | 0 | 0 | 23970-073-005293 | A&T INC
42402 | Currently in Use |  | 1991-10-25 |  | Petroleum | Premium gasoline | Premium gasoline | Retail | Fiberglass reinforced plastic | Fiberglass reinforced plastic |  |  | Double Wall, Fiberglass reinforced plastic, 2 PIECES |  | 1901-01-01 |  | Catchment Basin, Single walled catchment basin | Flow Rest 90% Full | Flow Rest 90% Full |  |  | Continuous Automatic Tank Gauge |  | Automatic flow restrictor (MLLD) | Automatic flow restrictor (MLLD) |  |  | Annual line testing | Annual line testing |  | UST Currently In Use: 3; UST Temp Close: 0; AST Currently In Use: 0; AST Temp Closed: 0 | 3 | 0 | 0 | 23970-073-005293 | A&T INC
42403 | Currently in Use |  | 1991-10-25 |  | Petroleum | Unleaded gasoline | Unleaded gasoline | Retail | Fiberglass reinforced plastic | Fiberglass reinforced plastic |  |  | Double Wall, Fiberglass reinforced plastic, 2 PIECES |  | 1901-01-01 |  | Catchment Basin, Single walled catchment basin | Automatic shutoff device At 95% full, Flow Rest 90% Full | Flow Rest 90% Full |  |  | Continuous Automatic Tank Gauge |  | Automatic flow restrictor (MLLD) | Automatic flow restrictor (MLLD) |  |  | Annual line testing | Annual line testing |  | UST Currently In Use: 3; UST Temp Close: 0; AST Currently In Use: 0; AST Temp Closed: 0 | 3 | 0 | 0 | 23970-073-005293 | A&T INC
42404 | Currently in Use |  | 1980-04-01 |  | Petroleum | On road diesel | On road diesel | Emergency Power Generator, Industrial | Single Wall, Steel | Steel | Field installed cathodic protection, Interior lined (not allowed as a standalone method of corrosion protection) |  | Double Wall, Fiberglass reinforced plastic |  | 2018-03-26 |  | Catchment Basin, Single walled catchment basin | Audible high level alarm At 90% full, Automatic shutoff device At 95% full | Automatic shutoff device At 95% full | Interstitial Monitoring within Secondary Containment | SENSOR TO ATG | Continuous Automatic Tank Gauge |  | Containment Sump, EXEMPT | Containment Sump | Interstitial Monitoring within Secondary Containment | SENSOR TO ATG | Continuous alarm system | Continuous alarm system |  | UST Currently In Use: 1; UST Temp Close: 0; AST Currently In Use: 0; AST Temp Closed: 0 | 1 | 0 | 0 | 17561-073-015667 | CHILDRENS HOSPITAL -ATT BOB CRUMPTON
42405 | Temporary Closed | 2009-05-30 | 1991-09-11 |  | Petroleum | Unleaded gasoline | Unleaded gasoline |  | Fiberglass reinforced plastic, Single Wall | Single Wall |  |  | Double Wall, Fiberglass reinforced plastic |  | 1901-01-01 |  | Catchment Basin, Single walled catchment basin | Audible high level alarm At 90% full | Audible high level alarm At 90% full |  |  | Continuous Automatic Tank Gauge |  | Automatic shutoff device (AELLD), Containment Sump | Containment Sump | [5 empty] | UST Currently In Use: 0; UST Temp Close: 4; AST Currently In Use: 0; AST Temp Closed: 0 | 0 | 4 | 3 | 22069-015-000802 | SAM'S PROPERTIES LLC
42406 | Temporary Closed | 2009-05-30 | 1991-09-11 |  | Petroleum | Unleaded gasoline | Unleaded gasoline |  | Fiberglass reinforced plastic, Single Wall | Single Wall |  |  | Double Wall, Fiberglass reinforced plastic |  | 1901-01-01 |  | Catchment Basin, Single walled catchment basin | Audible high level alarm At 90% full | Audible high level alarm At 90% full |  |  | Continuous Automatic Tank Gauge |  | Automatic shutoff device (AELLD), Containment Sump | Containment Sump | [5 empty] | UST Currently In Use: 0; UST Temp Close: 4; AST Currently In Use: 0; AST Temp Closed: 0 | 0 | 4 | 3 | 22069-015-000802 | SAM'S PROPERTIES LLC
42407 | Temporary Closed | 2009-05-30 | 1991-09-11 |  | Petroleum | Premium gasoline | Premium gasoline |  | Fiberglass reinforced plastic, Single Wall | Single Wall |  |  | Double Wall, Fiberglass reinforced plastic |  | 1901-01-01 |  | Catchment Basin, Single walled catchment basin | Audible high level alarm At 90% full | Audible high level alarm At 90% full |  |  | Continuous Automatic Tank Gauge |  | Automatic shutoff device (AELLD), Containment Sump | Containment Sump | [5 empty] | UST Currently In Use: 0; UST Temp Close: 4; AST Currently In Use: 0; AST Temp Closed: 0 | 0 | 4 | 3 | 22069-015-000802 | SAM'S PROPERTIES LLC
42408 | Temporary Closed | 2009-05-30 | 1991-09-11 |  | Petroleum | On road diesel | On road diesel |  | Fiberglass reinforced plastic | Fiberglass reinforced plastic |  |  | Fiberglass reinforced plastic |  | 1901-01-01 |  | Catchment Basin, Single walled catchment basin | Audible high level alarm At 90% full | Audible high level alarm At 90% full |  |  | Continuous Automatic Tank Gauge |  | Automatic shutoff device (AELLD), Containment Sump | Containment Sump | [5 empty] | UST Currently In Use: 0; UST Temp Close: 4; AST Currently In Use: 0; AST Temp Closed: 0 | 0 | 4 | 3 | 22069-015-000802 | SAM'S PROPERTIES LLC
42409 | Currently in Use |  | 1991-09-16 |  | Petroleum | Unleaded gasoline | Unleaded gasoline | Retail | Single Wall, Steel | Steel | Coated & cathodic protection (sti-P3), Field installed cathodic protection |  | Double Wall, Flexible | SA&TCI |  | Other, BLUE TC | Catchment Basin, Single walled catchment basin | Automatic shutoff device At 95% full | Automatic shutoff device At 95% full |  |  | Continuous Automatic Tank Gauge |  | Automatic flow restrictor (MLLD) | Automatic flow restrictor (MLLD) |  |  | Annual line testing | Annual line testing |  | UST Currently In Use: 3; UST Temp Close: 0; AST Currently In Use: 0; AST Temp Closed: 0 | 3 | 0 | 0 | 25297-073-015668 | GREENSPRINGS PROPERTY LLC
42410 | Currently in Use |  | 1991-09-16 |  | Petroleum | Unleaded gasoline | Unleaded gasoline | Retail | Single Wall, Steel | Steel | Coated & cathodic protection (sti-P3), Field installed cathodic protection |  | Double Wall, Flexible, BLUE TC | SA&TCI |  |  | Catchment Basin, Single walled catchment basin | Automatic shutoff device At 95% full | Automatic shutoff device At 95% full |  |  | Continuous Automatic Tank Gauge |  | Automatic flow restrictor (MLLD) | Automatic flow restrictor (MLLD) |  |  | Annual line testing | Annual line testing |  | UST Currently In Use: 3; UST Temp Close: 0; AST Currently In Use: 0; AST Temp Closed: 0 | 3 | 0 | 0 | 25297-073-015668 | GREENSPRINGS PROPERTY LLC
42411 | Currently in Use |  | 1991-09-16 |  | Petroleum | Premium gasoline | Premium gasoline | Retail | Single Wall, Steel | Steel | Coated & cathodic protection (sti-P3), Field installed cathodic protection |  | Flexible, Single Wall, BLUE TC | SA&TCI |  |  | Catchment Basin, Single walled catchment basin | Automatic shutoff device At 95% full | Automatic shutoff device At 95% full |  |  | Continuous Automatic Tank Gauge |  | Automatic flow restrictor (MLLD) | Automatic flow restrictor (MLLD) |  |  | Annual line testing | Annual line testing |  | UST Currently In Use: 3; UST Temp Close: 0; AST Currently In Use: 0; AST Temp Closed: 0 | 3 | 0 | 0 | 25297-073-015668 | GREENSPRINGS PROPERTY LLC
42412 | Permanently Closed | 2005-09-28 | 1991-07-16 | 2005-09-28 | Petroleum | Unleaded gasoline | Unleaded gasoline | Industrial | Steel | Steel | Coated & cathodic protection (sti-P3) |  | Fiberglass reinforced plastic |  | 1901-01-01 |  | Catchment Basin, Single walled catchment basin | Flow Rest 90% Full | Flow Rest 90% Full |  |  | Statistical Inventory Reconciliation (SIR) | [8 empty] | UST Currently In Use: 1; UST Temp Close: 0; AST Currently In Use: 0; AST Temp Closed: 0 | 1 | 0 | 1 | 17562-015-010030 | BOOZER LAMINATED BEAM CO INC
42413 | Currently in Use |  | 1991-10-22 |  | Petroleum | Unleaded gasoline | Unleaded gasoline | Retail | Fiberglass reinforced plastic, Single Wall | Single Wall |  |  | Double Wall, Fiberglass reinforced plastic, Flexible | APT | 1901-01-01 |  | Catchment Basin, Single walled catchment basin | Flow Rest 90% Full | Flow Rest 90% Full |  |  | Continuous Automatic Tank Gauge |  | Automatic shutoff device (AELLD) | Automatic shutoff device (AELLD) | [5 empty] | UST Currently In Use: 4; UST Temp Close: 0; AST Currently In Use: 0; AST Temp Closed: 0 | 4 | 0 | 0 | 25407-009-015669 | AVIATOR LLC
42414 | Currently in Use |  | 1991-10-22 |  | Petroleum | Premium gasoline | Premium gasoline | Retail | Fiberglass reinforced plastic, Single Wall | Single Wall |  |  | Double Wall, Flexible | APT | 1901-01-01 | None | Catchment Basin, Single walled catchment basin | Flow Rest 90% Full | Flow Rest 90% Full |  |  | Continuous Automatic Tank Gauge |  | Automatic shutoff device (AELLD) | Automatic shutoff device (AELLD) | [5 empty] | UST Currently In Use: 4; UST Temp Close: 0; AST Currently In Use: 0; AST Temp Closed: 0 | 4 | 0 | 0 | 25407-009-015669 | AVIATOR LLC
42416 | Currently in Use |  | 1991-10-22 |  | Petroleum | Kerosene | Kerosene | Retail | Fiberglass reinforced plastic, Single Wall | Single Wall |  |  | Double Wall, Flexible | APT | 1901-01-01 | None | Catchment Basin, Single walled catchment basin | Automatic shutoff device At 95% full | Automatic shutoff device At 95% full |  |  | Continuous Automatic Tank Gauge | [8 empty] | UST Currently In Use: 4; UST Temp Close: 0; AST Currently In Use: 0; AST Temp Closed: 0 | 4 | 0 | 0 | 25407-009-015669 | AVIATOR LLC
42417 | Permanently Closed | 2013-11-20 | 1991-09-25 | 2013-11-20 | Petroleum | Premium gasoline | Premium gasoline | Retail | Single Wall, Steel | Steel | Coated & cathodic protection (sti-P3) |  | Fiberglass reinforced plastic, Single Wall |  |  |  | Catchment Basin, Single walled catchment basin | Automatic shutoff device At 95% full | Automatic shutoff device At 95% full |  |  | Automatic Tank Gauge | [8 empty] | UST Currently In Use: 3; UST Temp Close: 0; AST Currently In Use: 0; AST Temp Closed: 0 | 3 | 0 | 4 | 13284-089-011688 | H.L. MARTIN DISTRIBUTING CO.
42418 | Permanently Closed | 2013-11-20 | 1991-09-25 | 2013-11-20 | Petroleum | On road diesel | On road diesel | Retail | Single Wall, Steel | Steel | Coated & cathodic protection (sti-P3) |  | Fiberglass reinforced plastic, Single Wall |  |  |  | Catchment Basin, Single walled catchment basin | Automatic shutoff device At 95% full | Automatic shutoff device At 95% full |  |  | Automatic Tank Gauge | [8 empty] | UST Currently In Use: 3; UST Temp Close: 0; AST Currently In Use: 0; AST Temp Closed: 0 | 3 | 0 | 4 | 13284-089-011688 | H.L. MARTIN DISTRIBUTING CO.
42419 | Permanently Closed | 1996-12-02 | 1901-01-01 | 1998-12-02 | Petroleum | On road diesel | On road diesel | Local government | [6 empty] | 1901-01-01 | [15 empty] | UST Currently In Use: 0; UST Temp Close: 0; AST Currently In Use: 0; AST Temp Closed: 0 | 0 | 0 | 1 | 14239-113-008438 | RUSSELL COUNTY BOARD OF EDUCATION
42420 | Currently in Use |  | 1991-10-09 |  | Petroleum | Unleaded gasoline | Unleaded gasoline | Retail | Steel | Steel | Coated & cathodic protection (sti-P3) |  | Double Wall, Steel |  |  | Isolated or Above Ground | Catchment Basin, Single walled catchment basin | Automatic shutoff device At 95% full | Automatic shutoff device At 95% full |  |  | Continuous Automatic Tank Gauge |  | Automatic shutoff device (AELLD) | Automatic shutoff device (AELLD) |  |  | Continuous alarm system | Continuous alarm system |  | UST Currently In Use: 3; UST Temp Close: 0; AST Currently In Use: 0; AST Temp Closed: 0 | 3 | 0 | 2 | 15420-123-003264 | MAPCO EXPRESS, LLC
42421 | Currently in Use |  | 1991-10-09 |  | Petroleum | Mid-grade gasoline | Mid-grade gasoline | Retail | Steel | Steel | Coated & cathodic protection (sti-P3) |  | Double Wall, Steel |  |  | Isolated or Above Ground | Catchment Basin, Single walled catchment basin | Automatic shutoff device At 95% full | Automatic shutoff device At 95% full |  |  | Continuous Automatic Tank Gauge |  | Automatic shutoff device (AELLD) | Automatic shutoff device (AELLD) |  |  | Continuous alarm system | Continuous alarm system |  | UST Currently In Use: 3; UST Temp Close: 0; AST Currently In Use: 0; AST Temp Closed: 0 | 3 | 0 | 2 | 15420-123-003264 | MAPCO EXPRESS, LLC
42422 | Currently in Use |  | 1991-10-09 |  | Petroleum | Premium gasoline | Premium gasoline | Retail | Steel | Steel | Coated & cathodic protection (sti-P3) |  | Double Wall, Steel |  |  | Isolated or Above Ground | Catchment Basin, Single walled catchment basin | Automatic shutoff device At 95% full | Automatic shutoff device At 95% full |  |  | Continuous Automatic Tank Gauge |  | Automatic shutoff device (AELLD) | Automatic shutoff device (AELLD) |  |  | Continuous alarm system | Continuous alarm system |  | UST Currently In Use: 3; UST Temp Close: 0; AST Currently In Use: 0; AST Temp Closed: 0 | 3 | 0 | 2 | 15420-123-003264 | MAPCO EXPRESS, LLC
42423 | Currently in Use |  | 1988-03-14 |  | Petroleum | Unleaded gasoline | Unleaded gasoline | Retail | Steel | Steel | Coated & cathodic protection (sti-P3) |  | Fiberglass reinforced plastic |  |  | Other, FLXS ISOLA | Catchment Basin, Single walled catchment basin | Automatic shutoff device At 95% full | Automatic shutoff device At 95% full |  |  | Statistical Inventory Reconciliation (SIR) |  | Automatic flow restrictor (MLLD) | Automatic flow restrictor (MLLD) |  |  | Statistical inventory reconciliation (SIR) | Statistical inventory reconciliation (SIR) |  | UST Currently In Use: 3; UST Temp Close: 0; AST Currently In Use: 0; AST Temp Closed: 0 | 3 | 0 | 0 | 17650-081-015489 | HARRY AND JAMIE LAZENBY
42424 | Currently in Use |  | 1988-03-14 |  | Petroleum | Mid-grade gasoline | Mid-grade gasoline | Retail | Steel | Steel | Coated & cathodic protection (sti-P3) |  | Fiberglass reinforced plastic |  |  | Other, FLXS ISOLA | Catchment Basin, Single walled catchment basin | Automatic shutoff device At 95% full, Flow Rest 90% Full | Flow Rest 90% Full |  |  | Statistical Inventory Reconciliation (SIR) |  | Automatic flow restrictor (MLLD) | Automatic flow restrictor (MLLD) |  |  | Statistical inventory reconciliation (SIR) | Statistical inventory reconciliation (SIR) |  | UST Currently In Use: 3; UST Temp Close: 0; AST Currently In Use: 0; AST Temp Closed: 0 | 3 | 0 | 0 | 17650-081-015489 | HARRY AND JAMIE LAZENBY
42425 | Currently in Use |  | 1988-03-14 |  | Petroleum | Premium gasoline | Premium gasoline | Retail | Steel | Steel | Coated & cathodic protection (sti-P3) |  | Fiberglass reinforced plastic |  |  | Other, FLXS ISOLA | Catchment Basin, Single walled catchment basin | Automatic shutoff device At 95% full, Flow Rest 90% Full | Flow Rest 90% Full |  |  | Statistical Inventory Reconciliation (SIR) |  | Automatic flow restrictor (MLLD) | Automatic flow restrictor (MLLD) |  |  | Statistical inventory reconciliation (SIR) | Statistical inventory reconciliation (SIR) |  | UST Currently In Use: 3; UST Temp Close: 0; AST Currently In Use: 0; AST Temp Closed: 0 | 3 | 0 | 0 | 17650-081-015489 | HARRY AND JAMIE LAZENBY
42426 | Cannot Locate or abandoned | 1998-12-30 | 1901-01-01 |  | Petroleum | Unleaded gasoline | Unleaded gasoline | Retail | Steel | Steel | Field installed cathodic protection |  | Steel |  | 1901-01-01 | Field installed cathodic protection | Catchment Basin, Single walled catchment basin | Automatic shutoff device At 95% full | Automatic shutoff device At 95% full |  |  | Statistical Inventory Reconciliation (SIR) | [8 empty] | UST Currently In Use: 0; UST Temp Close: 0; AST Currently In Use: 0; AST Temp Closed: 0 | 0 | 0 | 0 | 21636-111-015488 | PHILIP WILKINS JOHN WILKINS
42427 | Cannot Locate or abandoned | 1998-12-30 | 1901-01-01 |  | Petroleum | Mid-grade gasoline | Mid-grade gasoline | Retail | Steel | Steel | Field installed cathodic protection |  | Steel |  | 1901-01-01 | Field installed cathodic protection | Catchment Basin, Single walled catchment basin | Automatic shutoff device At 95% full | Automatic shutoff device At 95% full |  |  | Statistical Inventory Reconciliation (SIR) | [8 empty] | UST Currently In Use: 0; UST Temp Close: 0; AST Currently In Use: 0; AST Temp Closed: 0 | 0 | 0 | 0 | 21636-111-015488 | PHILIP WILKINS JOHN WILKINS
42428 | Cannot Locate or abandoned | 1998-12-30 | 1984-01-01 |  | Petroleum | Premium gasoline | Premium gasoline | Retail | Steel | Steel | Field installed cathodic protection |  | Steel |  | 1901-01-01 | Field installed cathodic protection | Catchment Basin, Single walled catchment basin | Automatic shutoff device At 95% full | Automatic shutoff device At 95% full |  |  | Statistical Inventory Reconciliation (SIR) | [8 empty] | UST Currently In Use: 0; UST Temp Close: 0; AST Currently In Use: 0; AST Temp Closed: 0 | 0 | 0 | 0 | 21636-111-015488 | PHILIP WILKINS JOHN WILKINS
42429 | Cannot Locate or abandoned | 1998-12-30 | 1984-01-01 |  | Petroleum | Unleaded gasoline | Unleaded gasoline | Retail | Steel | Steel | Field installed cathodic protection |  | Steel |  | 1901-01-01 | Field installed cathodic protection | [5 empty] | Statistical Inventory Reconciliation (SIR) | [8 empty] | UST Currently In Use: 0; UST Temp Close: 0; AST Currently In Use: 0; AST Temp Closed: 0 | 0 | 0 | 0 | 21636-111-015488 | PHILIP WILKINS JOHN WILKINS
42430 | Currently in Use |  | 1978-10-19 |  | Petroleum | Unleaded gasoline | Unleaded gasoline | Retail | Single Wall, Steel | Steel | Field installed cathodic protection, Interior lined (not allowed as a standalone method of corrosion protection) |  | Double Wall, Flexible, POLY-TECH | APT |  |  | Catchment Basin, Single walled catchment basin | Automatic shutoff device At 95% full | Automatic shutoff device At 95% full |  |  | Continuous Automatic Tank Gauge |  | Automatic flow restrictor (MLLD), Containment Sump | Containment Sump |  |  | Annual line testing | Annual line testing |  | UST Currently In Use: 4; UST Temp Close: 0; AST Currently In Use: 0; AST Temp Closed: 0 | 4 | 0 | 0 | 21308-073-015670 | PETRO AMERICA LLC
42431 | Currently in Use |  | 1978-10-19 |  | Petroleum | Premium gasoline | Premium gasoline | Retail | Single Wall, Steel | Steel | Field installed cathodic protection, Interior lined (not allowed as a standalone method of corrosion protection) |  | Double Wall, Flexible, POLY-TECH | APT |  |  | Catchment Basin, Single walled catchment basin | Automatic shutoff device At 95% full | Automatic shutoff device At 95% full |  |  | Continuous Automatic Tank Gauge |  | Automatic flow restrictor (MLLD), Containment Sump | Containment Sump |  |  | Annual line testing | Annual line testing |  | UST Currently In Use: 4; UST Temp Close: 0; AST Currently In Use: 0; AST Temp Closed: 0 | 4 | 0 | 0 | 21308-073-015670 | PETRO AMERICA LLC
42432 | Currently in Use |  | 1978-10-19 |  | Petroleum | On road diesel | On road diesel | Retail | Single Wall, Steel | Steel | Field installed cathodic protection, Interior lined (not allowed as a standalone method of corrosion protection) |  | Double Wall, Flexible, POLY-TECH | APT |  |  | Catchment Basin, Single walled catchment basin | Automatic shutoff device At 95% full | Automatic shutoff device At 95% full |  |  | Continuous Automatic Tank Gauge |  | Automatic flow restrictor (MLLD), Containment Sump | Containment Sump |  |  | Annual line testing | Annual line testing |  | UST Currently In Use: 4; UST Temp Close: 0; AST Currently In Use: 0; AST Temp Closed: 0 | 4 | 0 | 0 | 21308-073-015670 | PETRO AMERICA LLC
42433 | Currently in Use |  | 1978-10-19 |  | Petroleum | Kerosene | Kerosene | Retail | Single Wall, Steel | Steel | Field installed cathodic protection, Interior lined (not allowed as a standalone method of corrosion protection) |  | Flexible, Single Wall | APT |  |  | Catchment Basin, Single walled catchment basin | Automatic shutoff device At 95% full | Automatic shutoff device At 95% full |  |  | Continuous Automatic Tank Gauge | [8 empty] | UST Currently In Use: 4; UST Temp Close: 0; AST Currently In Use: 0; AST Temp Closed: 0 | 4 | 0 | 0 | 21308-073-015670 | PETRO AMERICA LLC
42434 | Currently in Use |  | 1991-09-06 |  | Petroleum | On road diesel | On road diesel |  | Steel | Steel | Coated & cathodic protection (sti-P3) |  | Fiberglass reinforced plastic |  |  | Other, FLXS ISOLA | Catchment Basin, Single walled catchment basin | Automatic shutoff device At 95% full | Automatic shutoff device At 95% full |  |  | Automatic Tank Gauge | [8 empty] | UST Currently In Use: 1; UST Temp Close: 0; AST Currently In Use: 0; AST Temp Closed: 0 | 1 | 0 | 0 | 24211-117-015671 | ALABASTER CITY SCHOOLS
42435 | Permanently Closed | 2011-12-30 | 1991-09-19 | 2011-12-30 | Petroleum | On road diesel | On road diesel | Local government | Steel | Steel | Coated & cathodic protection (sti-P3) |  | Fiberglass reinforced plastic |  |  | Other, FLXS ISOLA | Catchment Basin, Single walled catchment basin | Automatic shutoff device At 95% full, Flow Rest 90% Full | Flow Rest 90% Full |  |  | Automatic Tank Gauge | [8 empty] | UST Currently In Use: 0; UST Temp Close: 0; AST Currently In Use: 0; AST Temp Closed: 0 | 0 | 0 | 1 | 14393-117-015672 | SHELBY COUNTY BOARD OF EDUCATION
42436 | Permanently Closed | 1992-02-04 | 1975-01-01 | 1992-02-04 | Petroleum | Unleaded gasoline | Unleaded gasoline | [7 empty] | 1901-01-01 | [15 empty] | UST Currently In Use: 0; UST Temp Close: 0; AST Currently In Use: 0; AST Temp Closed: 0 | 0 | 0 | 1 | 10763-073-015673 | BUTLER MANUFACTURING CO
42437 | Permanently Closed | 1997-10-08 | 1991-12-04 | 1997-10-08 | Petroleum | Unleaded gasoline | Unleaded gasoline | Retail | Steel | Steel | Coated & cathodic protection (sti-P3) |  | Fiberglass reinforced plastic |  | 1901-01-01 | None | Catchment Basin, Single walled catchment basin | Automatic shutoff device At 95% full | Automatic shutoff device At 95% full |  |  | Automatic Tank Gauge, Statistical Inventory Reconciliation (SIR) |  |  |  | Interstitial Monitoring within Secondary Containment |  | Statistical inventory reconciliation (SIR) | Statistical inventory reconciliation (SIR) |  | UST Currently In Use: 0; UST Temp Close: 0; AST Currently In Use: 0; AST Temp Closed: 0 | 0 | 0 | 3 | 15319-073-009628 | WAVAHO OIL COMPANY, INC.
42438 | Permanently Closed | 1997-10-08 | 1991-12-04 | 1997-10-08 | Petroleum | Unleaded gasoline | Unleaded gasoline | Retail | Steel | Steel | Coated & cathodic protection (sti-P3) |  | Fiberglass reinforced plastic |  | 1901-01-01 | None | Catchment Basin, Single walled catchment basin | Automatic shutoff device At 95% full | Automatic shutoff device At 95% full |  |  | Automatic Tank Gauge, Statistical Inventory Reconciliation (SIR) |  |  |  | Interstitial Monitoring within Secondary Containment |  | Statistical inventory reconciliation (SIR) | Statistical inventory reconciliation (SIR) |  | UST Currently In Use: 0; UST Temp Close: 0; AST Currently In Use: 0; AST Temp Closed: 0 | 0 | 0 | 3 | 15319-073-009628 | WAVAHO OIL COMPANY, INC.
42439 | Permanently Closed | 1997-10-08 | 1991-12-04 | 1997-10-08 | Petroleum | Unleaded gasoline | Unleaded gasoline | Retail | Steel | Steel | Coated & cathodic protection (sti-P3) |  | Fiberglass reinforced plastic |  | 1901-01-01 | None | Catchment Basin, Single walled catchment basin | Automatic shutoff device At 95% full | Automatic shutoff device At 95% full |  |  | Automatic Tank Gauge, Statistical Inventory Reconciliation (SIR) |  |  |  | Interstitial Monitoring within Secondary Containment |  | Statistical inventory reconciliation (SIR) | Statistical inventory reconciliation (SIR) |  | UST Currently In Use: 0; UST Temp Close: 0; AST Currently In Use: 0; AST Temp Closed: 0 | 0 | 0 | 3 | 15319-073-009628 | WAVAHO OIL COMPANY, INC.
42440 | Permanently Closed | 1998-05-10 | 1980-10-01 | 1998-05-10 | Petroleum | Unleaded gasoline | Unleaded gasoline | Retail | Steel | Steel |  | Painted or None | Steel |  | 1901-01-01 | [15 empty] | UST Currently In Use: 2; UST Temp Close: 0; AST Currently In Use: 0; AST Temp Closed: 0 | 2 | 0 | 2 | 24018-073-015674 | MUTLAQ ALBDUANI
42441 | Permanently Closed | 1998-05-10 | 1980-10-01 | 1998-05-10 | Petroleum | Unleaded gasoline | Unleaded gasoline | Retail | Steel | Steel |  | Painted or None | Steel |  | 1901-01-01 | [15 empty] | UST Currently In Use: 2; UST Temp Close: 0; AST Currently In Use: 0; AST Temp Closed: 0 | 2 | 0 | 2 | 24018-073-015674 | MUTLAQ ALBDUANI
42442 | Currently in Use |  | 1991-07-15 |  | Petroleum | Unleaded gasoline | Unleaded gasoline | Retail | Steel | Steel | Coated & cathodic protection (sti-P3) |  | Fiberglass reinforced plastic |  |  |  | Catchment Basin, Single walled catchment basin | Flow Rest 90% Full | Flow Rest 90% Full |  |  | Continuous Automatic Tank Gauge |  | Automatic flow restrictor (MLLD) | Automatic flow restrictor (MLLD) |  |  | Annual line testing | Annual line testing |  | UST Currently In Use: 3; UST Temp Close: 0; AST Currently In Use: 0; AST Temp Closed: 0 | 3 | 0 | 0 | 21923-003-015583 | WOODSON'S BARGE-N, LLC
42443 | Currently in Use |  | 1991-07-15 |  | Petroleum | Premium gasoline | Premium gasoline | Retail | Steel | Steel | Coated & cathodic protection (sti-P3) |  | Fiberglass reinforced plastic |  |  |  | Catchment Basin, Single walled catchment basin | Flow Rest 90% Full | Flow Rest 90% Full |  |  | Continuous Automatic Tank Gauge |  | Automatic flow restrictor (MLLD) | Automatic flow restrictor (MLLD) |  |  | Annual line testing | Annual line testing |  | UST Currently In Use: 3; UST Temp Close: 0; AST Currently In Use: 0; AST Temp Closed: 0 | 3 | 0 | 0 | 21923-003-015583 | WOODSON'S BARGE-N, LLC
42444 | Currently in Use |  | 1991-06-20 |  | Petroleum | Unleaded gasoline | Unleaded gasoline | Retail | Steel | Steel | Coated & cathodic protection (sti-P3) |  | Fiberglass reinforced plastic |  |  |  | Catchment Basin, Single walled catchment basin | Automatic shutoff device At 95% full | Automatic shutoff device At 95% full |  |  | Continuous Automatic Tank Gauge |  | Automatic flow restrictor (MLLD) | Automatic flow restrictor (MLLD) |  |  | Annual line testing | Annual line testing |  | UST Currently In Use: 3; UST Temp Close: 0; AST Currently In Use: 5; AST Temp Closed: 0 | 3 | 0 | 2 | 17210-065-015273 | GREENSBORO FARMERS CO OP
42445 | Currently in Use |  | 1991-06-20 |  | Petroleum | Premium gasoline | Premium gasoline | Retail | Steel | Steel | Coated & cathodic protection (sti-P3) |  | Fiberglass reinforced plastic |  |  |  | Catchment Basin, Single walled catchment basin | Automatic shutoff device At 95% full | Automatic shutoff device At 95% full |  |  | Continuous Automatic Tank Gauge |  | Automatic flow restrictor (MLLD) | Automatic flow restrictor (MLLD) |  |  | Annual line testing | Annual line testing |  | UST Currently In Use: 3; UST Temp Close: 0; AST Currently In Use: 5; AST Temp Closed: 0 | 3 | 0 | 2 | 17210-065-015273 | GREENSBORO FARMERS CO OP
42446 | Currently in Use |  | 1991-06-20 |  | Petroleum | On road diesel | On road diesel | Retail | Steel | Steel | Coated & cathodic protection (sti-P3) |  | Fiberglass reinforced plastic |  |  |  | Catchment Basin, Single walled catchment basin | Automatic shutoff device At 95% full | Automatic shutoff device At 95% full |  |  | Continuous Automatic Tank Gauge |  | Automatic flow restrictor (MLLD) | Automatic flow restrictor (MLLD) |  |  | Annual line testing | Annual line testing |  | UST Currently In Use: 3; UST Temp Close: 0; AST Currently In Use: 5; AST Temp Closed: 0 | 3 | 0 | 2 | 17210-065-015273 | GREENSBORO FARMERS CO OP
42447 | Permanently Closed | 1998-05-06 | 1901-01-01 | 1998-05-06 | Petroleum | On road diesel | On road diesel |  | Steel | Steel |  | Painted or None | Steel |  | 1901-01-01 | [6 empty] | Statistical Inventory Reconciliation (SIR) | [8 empty] | UST Currently In Use: 2; UST Temp Close: 0; AST Currently In Use: 0; AST Temp Closed: 0 | 2 | 0 | 5 | 15420-015-015016 | MAPCO EXPRESS, LLC
42448 | Permanently Closed | 1998-05-06 | 1901-01-01 | 1998-05-06 | Petroleum | Unleaded gasoline | Unleaded gasoline |  | Steel | Steel |  | Painted or None | Steel |  | 1901-01-01 | [6 empty] | Statistical Inventory Reconciliation (SIR) | [8 empty] | UST Currently In Use: 2; UST Temp Close: 0; AST Currently In Use: 0; AST Temp Closed: 0 | 2 | 0 | 5 | 15420-015-015016 | MAPCO EXPRESS, LLC
42449 | Permanently Closed | 2015-12-01 | 1991-10-01 |  | Petroleum | Unleaded gasoline | Unleaded gasoline | Retail | Single Wall, Steel | Steel | Coated & cathodic protection (sti-P3) |  | Fiberglass reinforced plastic, Single Wall |  |  | Other, FLXS ISOLA | Catchment Basin, Single walled catchment basin | Automatic shutoff device At 95% full | Automatic shutoff device At 95% full |  |  | Statistical Inventory Reconciliation (SIR) | [5 empty] | Statistical inventory reconciliation (SIR) | Statistical inventory reconciliation (SIR) |  | UST Currently In Use: 1; UST Temp Close: 0; AST Currently In Use: 0; AST Temp Closed: 0 | 1 | 0 | 5 | 25804-073-007798 | ROZINA HOLDINGS
42450 | Permanently Closed | 2015-12-01 | 1991-10-01 |  | Petroleum | Premium gasoline | Premium gasoline | Retail | Single Wall, Steel | Steel | Coated & cathodic protection (sti-P3) |  | Fiberglass reinforced plastic, Single Wall |  |  | Other, FLXS ISOLA | Catchment Basin, Single walled catchment basin | Automatic shutoff device At 95% full, Flow Rest 90% Full | Flow Rest 90% Full |  |  | Statistical Inventory Reconciliation (SIR) | [5 empty] | Statistical inventory reconciliation (SIR) | Statistical inventory reconciliation (SIR) |  | UST Currently In Use: 1; UST Temp Close: 0; AST Currently In Use: 0; AST Temp Closed: 0 | 1 | 0 | 5 | 25804-073-007798 | ROZINA HOLDINGS
42451 | Currently in Use |  | 1991-08-09 |  | Petroleum | On road diesel | On road diesel | Retail | Fiberglass reinforced plastic, Single Wall | Single Wall |  |  | Double Wall, Fiberglass reinforced plastic |  | 1901-01-01 | None | Catchment Basin, Single walled catchment basin | Audible high level alarm At 90% full, Automatic shutoff device At 95% full | Automatic shutoff device At 95% full |  |  | Automatic Tank Gauge |  | Automatic shutoff device (AELLD) | Automatic shutoff device (AELLD) |  |  | Annual line testing, Automatic electronic line leak detector (AELLD) | Automatic electronic line leak detector (AELLD) |  | UST Currently In Use: 3; UST Temp Close: 0; AST Currently In Use: 0; AST Temp Closed: 0 | 3 | 0 | 3 | 22176-117-009247 | Circle K Stores, Inc.
42452 | Currently in Use |  | 1991-08-09 |  | Petroleum | Unleaded gasoline | Unleaded gasoline | Retail | Fiberglass reinforced plastic, Single Wall | Single Wall |  |  | Double Wall, Fiberglass reinforced plastic |  | 1901-01-01 | None | Catchment Basin, Single walled catchment basin | Audible high level alarm At 90% full, Automatic shutoff device At 95% full | Automatic shutoff device At 95% full |  |  | Automatic Tank Gauge |  | Automatic flow restrictor (MLLD) | Automatic flow restrictor (MLLD) |  |  | Annual line testing | Annual line testing |  | UST Currently In Use: 3; UST Temp Close: 0; AST Currently In Use: 0; AST Temp Closed: 0 | 3 | 0 | 3 | 22176-117-009247 | Circle K Stores, Inc.
42453 | Currently in Use |  | 1991-08-09 |  | Petroleum | Premium gasoline | Premium gasoline | Retail | Fiberglass reinforced plastic, Single Wall | Single Wall |  |  | Double Wall, Fiberglass reinforced plastic |  | 1901-01-01 | None | Catchment Basin, Single walled catchment basin | Audible high level alarm At 90% full, Automatic shutoff device At 95% full | Automatic shutoff device At 95% full |  |  | Automatic Tank Gauge |  | Automatic flow restrictor (MLLD) | Automatic flow restrictor (MLLD) |  |  | Annual line testing | Annual line testing |  | UST Currently In Use: 3; UST Temp Close: 0; AST Currently In Use: 0; AST Temp Closed: 0 | 3 | 0 | 3 | 22176-117-009247 | Circle K Stores, Inc.
42454 | Permanently Closed | 1998-06-17 | 1991-08-26 | 1998-06-17 | Petroleum | Unleaded gasoline | Unleaded gasoline | State/federal government | Fiberglass reinforced plastic | Fiberglass reinforced plastic |  |  | Fiberglass reinforced plastic |  | 1901-01-01 | None | Catchment Basin, Single walled catchment basin | Audible high level alarm At 90% full | Audible high level alarm At 90% full | Interstitial Monitoring within Secondary Containment |  | Automatic Tank Gauge |  |  |  | Interstitial Monitoring within Secondary Containment |  |  |  |  | UST Currently In Use: 0; UST Temp Close: 0; AST Currently In Use: 0; AST Temp Closed: 0 | 0 | 0 | 2 | 15108-055-001876 | UNITED STATES POSTAL SERVICE
42455 | Currently in Use |  | 1991-10-04 |  | Petroleum | Unleaded gasoline | Unleaded gasoline | Retail | Steel | Steel | Coated & cathodic protection (sti-P3) |  | Fiberglass reinforced plastic |  | 1901-01-01 |  | Catchment Basin, Single walled catchment basin | Flow Rest 90% Full | Flow Rest 90% Full | Interstitial Monitoring within Secondary Containment | MANUAL/VISUAL CHECK | Automatic Tank Gauge | [8 empty] | UST Currently In Use: 2; UST Temp Close: 0; AST Currently In Use: 0; AST Temp Closed: 0 | 2 | 0 | 5 | 24842-039-006750 | S & W PARTNERS, LLC
42456 | Currently in Use |  | 1991-10-04 |  | Petroleum | Unleaded gasoline | Unleaded gasoline | Retail | Steel | Steel | Coated & cathodic protection (sti-P3) |  | Fiberglass reinforced plastic |  | 1901-01-01 |  | Catchment Basin, Single walled catchment basin | Flow Rest 90% Full | Flow Rest 90% Full |  | SENSOR TO ATG | Automatic Tank Gauge | [8 empty] | UST Currently In Use: 2; UST Temp Close: 0; AST Currently In Use: 0; AST Temp Closed: 0 | 2 | 0 | 5 | 24842-039-006750 | S & W PARTNERS, LLC
42457 | Permanently Closed | 2001-08-20 | 1974-01-01 | 2001-08-20 | Petroleum | Unleaded gasoline | Unleaded gasoline |  | Steel | Steel | Coated & cathodic protection (sti-P3) |  |  |  | 1901-01-01 |  |  | Automatic shutoff device At 95% full | Automatic shutoff device At 95% full | [11 empty] | UST Currently In Use: 1; UST Temp Close: 0; AST Currently In Use: 0; AST Temp Closed: 0 | 1 | 0 | 3 | 24629-125-007715 | TIDE REALTY LLC
42458 | Currently in Use |  | 1980-10-01 |  | Petroleum | Unleaded gasoline | Unleaded gasoline | Retail | Single Wall, Steel | Steel | Field installed cathodic protection |  | Fiberglass reinforced plastic, Single Wall |  |  |  | Catchment Basin, Single walled catchment basin | Automatic shutoff device At 95% full, Flow Rest 90% Full | Flow Rest 90% Full |  |  | Continuous Automatic Tank Gauge |  | Automatic flow restrictor (MLLD) | Automatic flow restrictor (MLLD) |  |  | Annual line testing | Annual line testing |  | UST Currently In Use: 4; UST Temp Close: 0; AST Currently In Use: 0; AST Temp Closed: 0 | 4 | 0 | 0 | 13526-073-015675 | MOORE OIL COMPANY, INC.
42459 | Currently in Use |  | 1980-10-01 |  | Petroleum | Premium gasoline | Premium gasoline | Retail | Single Wall, Steel | Steel | Field installed cathodic protection |  | Fiberglass reinforced plastic, Single Wall |  |  |  | Catchment Basin, Single walled catchment basin | Automatic shutoff device At 95% full, Flow Rest 90% Full | Flow Rest 90% Full |  |  | Continuous Automatic Tank Gauge |  | Automatic flow restrictor (MLLD) | Automatic flow restrictor (MLLD) |  |  | Annual line testing | Annual line testing |  | UST Currently In Use: 4; UST Temp Close: 0; AST Currently In Use: 0; AST Temp Closed: 0 | 4 | 0 | 0 | 13526-073-015675 | MOORE OIL COMPANY, INC.
42460 | Currently in Use |  | 1980-10-01 |  | Petroleum | Other, STR-87 | Other | Retail | Single Wall, Steel | Steel | Field installed cathodic protection |  | Fiberglass reinforced plastic, Single Wall |  |  |  | Catchment Basin, Single walled catchment basin | Automatic shutoff device At 95% full, Flow Rest 90% Full | Flow Rest 90% Full |  |  | Continuous Automatic Tank Gauge |  | Automatic flow restrictor (MLLD) | Automatic flow restrictor (MLLD) |  |  | Annual line testing | Annual line testing |  | UST Currently In Use: 4; UST Temp Close: 0; AST Currently In Use: 0; AST Temp Closed: 0 | 4 | 0 | 0 | 13526-073-015675 | MOORE OIL COMPANY, INC.
42461 | Currently in Use |  | 1980-10-01 |  | Petroleum | On road diesel | On road diesel | Retail | Single Wall, Steel | Steel | Field installed cathodic protection |  | Fiberglass reinforced plastic, Single Wall |  |  |  | Catchment Basin, Single walled catchment basin | Automatic shutoff device At 95% full, Flow Rest 90% Full | Flow Rest 90% Full |  |  | Continuous Automatic Tank Gauge |  | Automatic flow restrictor (MLLD) | Automatic flow restrictor (MLLD) |  |  | Annual line testing | Annual line testing |  | UST Currently In Use: 4; UST Temp Close: 0; AST Currently In Use: 0; AST Temp Closed: 0 | 4 | 0 | 0 | 13526-073-015675 | MOORE OIL COMPANY, INC.
42462 | Permanently Closed | 2020-12-02 | 1990-10-25 | 2020-12-02 | Petroleum | Unleaded gasoline | Unleaded gasoline | Retail | Double Wall, Fiberglass reinforced plastic | Fiberglass reinforced plastic |  |  | Double Wall, Fiberglass reinforced plastic, 1PIECE |  | 2006-07-01 |  | Catchment Basin, Single walled catchment basin | Automatic shutoff device At 95% full | Automatic shutoff device At 95% full |  |  | Statistical Inventory Reconciliation (SIR) |  | Automatic flow restrictor (MLLD), Containment Sump | Containment Sump | Interstitial Monitoring within Secondary Containment | SENSOR TO ATG | Continuous alarm system, Statistical inventory reconciliation (SIR) | Statistical inventory reconciliation (SIR) |  | UST Currently In Use: 0; UST Temp Close: 0; AST Currently In Use: 0; AST Temp Closed: 0 | 0 | 0 | 7 | 22176-073-000591 | Circle K Stores, Inc.
42463 | Permanently Closed | 2020-12-02 | 1990-10-25 | 2020-12-02 | Petroleum | On road diesel | On road diesel | Retail | Double Wall, Fiberglass reinforced plastic | Fiberglass reinforced plastic |  |  | Double Wall, Fiberglass reinforced plastic, 1PIECE |  | 2006-07-01 |  | Catchment Basin, Single walled catchment basin | Automatic shutoff device At 95% full | Automatic shutoff device At 95% full |  |  |  |  | Automatic flow restrictor (MLLD), Containment Sump | Containment Sump | Interstitial Monitoring within Secondary Containment | SENSOR TO ATG | Continuous alarm system | Continuous alarm system |  | UST Currently In Use: 0; UST Temp Close: 0; AST Currently In Use: 0; AST Temp Closed: 0 | 0 | 0 | 7 | 22176-073-000591 | Circle K Stores, Inc.
42464 | Permanently Closed | 2020-12-02 | 1990-10-25 | 2020-12-02 | Petroleum | Premium gasoline | Premium gasoline | Retail | Double Wall, Fiberglass reinforced plastic | Fiberglass reinforced plastic |  |  | Double Wall, Fiberglass reinforced plastic, 1PIECE |  | 2006-07-01 |  | Catchment Basin, Single walled catchment basin | Automatic shutoff device At 95% full | Automatic shutoff device At 95% full |  |  |  |  | Automatic flow restrictor (MLLD), Containment Sump | Containment Sump | Interstitial Monitoring within Secondary Containment | SENSOR TO ATG | Continuous alarm system | Continuous alarm system |  | UST Currently In Use: 0; UST Temp Close: 0; AST Currently In Use: 0; AST Temp Closed: 0 | 0 | 0 | 7 | 22176-073-000591 | Circle K Stores, Inc.
42465 | Currently in Use |  | 1990-11-27 |  | Petroleum | Unleaded gasoline | Unleaded gasoline | Retail | Double Wall, Steel | Steel | Coated & cathodic protection (sti-P3) |  | Double Wall, Fiberglass reinforced plastic, 2 PIECES |  | 1901-01-01 |  | Catchment Basin, Single walled catchment basin | Flow Rest 90% Full | Flow Rest 90% Full |  |  | Continuous Automatic Tank Gauge |  | Automatic flow restrictor (MLLD) | Automatic flow restrictor (MLLD) |  |  | Annual line testing, Continuous alarm system | Continuous alarm system |  | UST Currently In Use: 3; UST Temp Close: 0; AST Currently In Use: 0; AST Temp Closed: 0 | 3 | 0 | 3 | 25174-073-005424 | NIRAV PATEL DBA Z AND D LLC
42466 | Currently in Use |  | 1990-11-27 |  | Petroleum | Unleaded gasoline | Unleaded gasoline | Retail | Double Wall, Steel | Steel | Coated & cathodic protection (sti-P3) |  | Double Wall, Fiberglass reinforced plastic, 2 PIECES |  | 1901-01-01 |  | Catchment Basin, Single walled catchment basin | Flow Rest 90% Full | Flow Rest 90% Full |  |  | Continuous Automatic Tank Gauge |  | Automatic flow restrictor (MLLD) | Automatic flow restrictor (MLLD) |  |  | Annual line testing, Continuous alarm system | Continuous alarm system |  | UST Currently In Use: 3; UST Temp Close: 0; AST Currently In Use: 0; AST Temp Closed: 0 | 3 | 0 | 3 | 25174-073-005424 | NIRAV PATEL DBA Z AND D LLC
42467 | Currently in Use |  | 1990-11-27 |  | Petroleum | Premium gasoline | Premium gasoline | Retail | Double Wall, Steel | Steel | Coated & cathodic protection (sti-P3) |  | Double Wall, Fiberglass reinforced plastic, 2 PIECES |  | 1901-01-01 |  | Catchment Basin, Single walled catchment basin | Flow Rest 90% Full | Flow Rest 90% Full |  |  | Continuous Automatic Tank Gauge |  | Automatic flow restrictor (MLLD) | Automatic flow restrictor (MLLD) |  |  | Annual line testing, Continuous alarm system | Continuous alarm system |  | UST Currently In Use: 3; UST Temp Close: 0; AST Currently In Use: 0; AST Temp Closed: 0 | 3 | 0 | 3 | 25174-073-005424 | NIRAV PATEL DBA Z AND D LLC
42468 | Permanently Closed | 1991-12-31 | 1973-01-01 |  | Petroleum | Unleaded gasoline | Unleaded gasoline | Retail | Steel | Steel |  | Painted or None | Steel |  | 1901-01-01 | [15 empty] | UST Currently In Use: 0; UST Temp Close: 0; AST Currently In Use: 0; AST Temp Closed: 0 | 0 | 0 | 2 | 17651-069-011090 | RUDOLPH CLOWER
42469 | Permanently Closed | 2008-07-01 | 1986-06-01 |  | Petroleum | Premium gasoline | Premium gasoline | Retail | Fiberglass reinforced plastic | Fiberglass reinforced plastic |  |  | Steel |  |  | Field installed cathodic protection | Catchment Basin, Single walled catchment basin | Automatic shutoff device At 95% full | Automatic shutoff device At 95% full |  |  | Statistical Inventory Reconciliation (SIR) | [5 empty] | Statistical inventory reconciliation (SIR) | Statistical inventory reconciliation (SIR) |  | UST Currently In Use: 0; UST Temp Close: 0; AST Currently In Use: 0; AST Temp Closed: 0 | 0 | 0 | 3 | 21268-073-015676 | CARWASH HEADQUARTERS/MSTR CAR WASH
42470 | Permanently Closed | 2008-07-01 | 1986-06-01 |  | Petroleum | Unleaded gasoline | Unleaded gasoline | Retail | Fiberglass reinforced plastic | Fiberglass reinforced plastic |  |  | Steel |  |  | Field installed cathodic protection | Catchment Basin, Single walled catchment basin | Automatic shutoff device At 95% full | Automatic shutoff device At 95% full |  |  | Statistical Inventory Reconciliation (SIR) | [5 empty] | Statistical inventory reconciliation (SIR) | Statistical inventory reconciliation (SIR) |  | UST Currently In Use: 0; UST Temp Close: 0; AST Currently In Use: 0; AST Temp Closed: 0 | 0 | 0 | 3 | 21268-073-015676 | CARWASH HEADQUARTERS/MSTR CAR WASH
42471 | Permanently Closed | 2008-07-01 | 1986-06-01 |  | Petroleum | Mid-grade gasoline | Mid-grade gasoline | Retail | Fiberglass reinforced plastic | Fiberglass reinforced plastic |  |  | Steel |  |  | Field installed cathodic protection | Catchment Basin, Single walled catchment basin | Automatic shutoff device At 95% full | Automatic shutoff device At 95% full |  |  | Statistical Inventory Reconciliation (SIR) | [5 empty] | Statistical inventory reconciliation (SIR) | Statistical inventory reconciliation (SIR) |  | UST Currently In Use: 0; UST Temp Close: 0; AST Currently In Use: 0; AST Temp Closed: 0 | 0 | 0 | 3 | 21268-073-015676 | CARWASH HEADQUARTERS/MSTR CAR WASH
42472 | Permanently Closed | 1999-10-06 | 1971-01-01 | 1999-10-06 | Petroleum | Unleaded gasoline | Unleaded gasoline | Local government | Steel | Steel |  |  | Steel |  | 1901-01-01 | [15 empty] | UST Currently In Use: 0; UST Temp Close: 0; AST Currently In Use: 0; AST Temp Closed: 0 | 0 | 0 | 2 | 17309-095-015639 | MARSHALL COUNTY COMMISSION
42473 | Permanently Closed | 1999-10-06 | 1971-01-01 | 1999-10-06 | Petroleum | On road diesel | On road diesel | Local government | Steel | Steel |  |  | Steel |  | 1901-01-01 | [15 empty] | UST Currently In Use: 0; UST Temp Close: 0; AST Currently In Use: 0; AST Temp Closed: 0 | 0 | 0 | 2 | 17309-095-015639 | MARSHALL COUNTY COMMISSION
42474 | Permanently Closed | 1999-03-16 | 1979-01-01 | 1999-03-16 | Petroleum | Unleaded gasoline | Unleaded gasoline | Local government | Fiberglass reinforced plastic | Fiberglass reinforced plastic |  |  | Steel |  | 1901-01-01 | [15 empty] | UST Currently In Use: 0; UST Temp Close: 0; AST Currently In Use: 0; AST Temp Closed: 0 | 0 | 0 | 2 | 17309-095-015640 | MARSHALL COUNTY COMMISSION
42476 | Permanently Closed | 1999-03-16 | 1979-01-01 | 1999-03-16 | Petroleum | On road diesel | On road diesel | Local government | Fiberglass reinforced plastic | Fiberglass reinforced plastic |  |  | Steel |  | 1901-01-01 | [15 empty] | UST Currently In Use: 0; UST Temp Close: 0; AST Currently In Use: 0; AST Temp Closed: 0 | 0 | 0 | 2 | 17309-095-015640 | MARSHALL COUNTY COMMISSION
42477 | Permanently Closed | 1999-03-22 | 1986-01-01 | 1999-03-22 | Petroleum | Unleaded gasoline | Unleaded gasoline | Local government | Steel | Steel |  |  | Steel |  | 1901-01-01 | [15 empty] | UST Currently In Use: 0; UST Temp Close: 0; AST Currently In Use: 0; AST Temp Closed: 0 | 0 | 0 | 2 | 17309-095-015641 | MARSHALL COUNTY COMMISSION
42478 | Permanently Closed | 1999-03-22 | 1986-01-01 | 1999-03-22 | Petroleum | On road diesel | On road diesel | Local government | Steel | Steel |  |  | Steel |  | 1901-01-01 | [15 empty] | UST Currently In Use: 0; UST Temp Close: 0; AST Currently In Use: 0; AST Temp Closed: 0 | 0 | 0 | 2 | 17309-095-015641 | MARSHALL COUNTY COMMISSION
42479 | Permanently Closed | 1999-03-19 | 1987-01-01 | 1999-03-19 | Petroleum | On road diesel | On road diesel | Local government | Steel | Steel |  |  |  |  | 1901-01-01 | [6 empty] | Manual Tank Gauging (only tanks 1000 gal. or less and 48” or 64” in diameter) | [8 empty] | UST Currently In Use: 0; UST Temp Close: 0; AST Currently In Use: 0; AST Temp Closed: 0 | 0 | 0 | 3 | 17309-095-015642 | MARSHALL COUNTY COMMISSION
42480 | Permanently Closed | 1999-03-19 | 1975-01-01 | 1999-03-19 | Petroleum | On road diesel | On road diesel | Local government | Steel | Steel |  |  |  |  | 1901-01-01 | [6 empty] | Manual Tank Gauging (only tanks 1000 gal. or less and 48” or 64” in diameter) | [8 empty] | UST Currently In Use: 0; UST Temp Close: 0; AST Currently In Use: 0; AST Temp Closed: 0 | 0 | 0 | 3 | 17309-095-015642 | MARSHALL COUNTY COMMISSION
42481 | Permanently Closed | 1999-03-19 | 1975-01-01 | 1999-03-19 | Petroleum | Unleaded gasoline | Unleaded gasoline | Local government | Steel | Steel |  |  |  |  | 1901-01-01 | [6 empty] | Manual Tank Gauging (only tanks 1000 gal. or less and 48” or 64” in diameter) | [8 empty] | UST Currently In Use: 0; UST Temp Close: 0; AST Currently In Use: 0; AST Temp Closed: 0 | 0 | 0 | 3 | 17309-095-015642 | MARSHALL COUNTY COMMISSION
42482 | Permanently Closed | 1996-12-16 | 1965-01-01 | 1996-12-16 | Petroleum | On road diesel | On road diesel | Emergency Power Generator, State/Federal Government | Steel | Steel |  | Painted or None | Steel |  | 1901-01-01 | None | [14 empty] | UST Currently In Use: 0; UST Temp Close: 0; AST Currently In Use: 0; AST Temp Closed: 0 | 0 | 0 | 1 | 19774-015-015677 | FEMA SYLVIA WARREN
42483 | Permanently Closed | 1996-05-14 | 1964-01-01 |  | Petroleum | On road diesel | On road diesel | Emergency Power Generator, State/Federal Government | Steel | Steel |  | Painted or None | Steel |  | 1901-01-01 | None | [14 empty] | UST Currently In Use: 0; UST Temp Close: 0; AST Currently In Use: 0; AST Temp Closed: 0 | 0 | 0 | 1 | 19774-043-015678 | FEMA SYLVIA WARREN
42486 | Permanently Closed | 1998-12-09 | 1979-07-02 | 1998-12-09 | Petroleum | On road diesel | On road diesel | Emergency power generator | Steel | Steel |  | Painted or None | Steel |  | 1901-01-01 | None | [14 empty] | UST Currently In Use: 0; UST Temp Close: 0; AST Currently In Use: 1; AST Temp Closed: 0 | 0 | 0 | 1 | 19660-055-015680 | GADSDEN BROADCAST CORP
42487 | Permanently Closed | 1988-08-08 | 1965-01-01 | 1988-08-08 | Petroleum | On road diesel | On road diesel | Emergency Power Generator, State/Federal Government | Steel | Steel |  | Painted or None | Steel |  | 1901-01-01 | None | [14 empty] | UST Currently In Use: 0; UST Temp Close: 0; AST Currently In Use: 0; AST Temp Closed: 0 | 0 | 0 | 1 | 19774-097-015681 | FEMA SYLVIA WARREN
42488 | Retired | 1985-01-01 | 1964-01-01 |  | Petroleum | On road diesel | On road diesel | Emergency Power Generator, State/Federal Government | Steel | Steel |  | Painted or None | Steel |  | 1901-01-01 | None | [14 empty] | UST Currently In Use: 0; UST Temp Close: 0; AST Currently In Use: 0; AST Temp Closed: 0 | 0 | 0 | 0 | 11818-101-015682 | FEDERAL COMMUNICATIONS COMMISSION
42489 | Permanently Closed | 1994-10-01 | 1969-01-01 | 1994-10-01 | Petroleum | On road diesel | On road diesel | Emergency Power Generator, State/Federal Government | Steel | Steel |  | Painted or None | Steel |  | 1901-01-01 | None | [14 empty] | UST Currently In Use: 0; UST Temp Close: 0; AST Currently In Use: 0; AST Temp Closed: 0 | 0 | 0 | 1 | 19774-101-015683 | FEMA SYLVIA WARREN
42490 | Permanently Closed | 1994-10-01 | 1969-01-01 | 1994-10-01 | Petroleum | On road diesel | On road diesel | Emergency Power Generator, State/Federal Government | Steel | Steel |  | Painted or None | Steel |  | 1901-01-01 | None | [14 empty] | UST Currently In Use: 0; UST Temp Close: 0; AST Currently In Use: 0; AST Temp Closed: 0 | 0 | 0 | 1 | 19774-101-015684 | FEMA SYLVIA WARREN
42491 | Permanently Closed | 1993-07-30 | 1968-01-01 | 1993-07-30 | Petroleum | On road diesel | On road diesel | Emergency Power Generator, State/Federal Government | Steel | Steel |  | Painted or None | Steel |  | 1901-01-01 | None | [14 empty] | UST Currently In Use: 0; UST Temp Close: 0; AST Currently In Use: 0; AST Temp Closed: 0 | 0 | 0 | 1 | 11818-033-015685 | FEDERAL COMMUNICATIONS COMMISSION
42492 | Permanently Closed | 1993-07-30 | 1980-01-01 | 1993-07-30 | Petroleum | On road diesel | On road diesel | Emergency Power Generator, State/Federal Government | Steel | Steel |  | Painted or None | Steel |  | 1901-01-01 | None | [14 empty] | UST Currently In Use: 0; UST Temp Close: 0; AST Currently In Use: 0; AST Temp Closed: 0 | 0 | 0 | 1 | 11818-033-015686 | FEDERAL COMMUNICATIONS COMMISSION
42493 | Temporary Closed | 2012-10-10 | 1991-01-01 |  | Petroleum | Unleaded gasoline | Unleaded gasoline | Retail | Steel | Steel | Coated & cathodic protection (sti-P3) |  | Fiberglass reinforced plastic |  |  |  | Catchment Basin, Single walled catchment basin | Flow Rest 90% Full | Flow Rest 90% Full |  |  | Continuous Automatic Tank Gauge |  | Automatic flow restrictor (MLLD), Containment Sump | Containment Sump | Interstitial Monitoring within Secondary Containment |  |  |  |  | UST Currently In Use: 0; UST Temp Close: 3; AST Currently In Use: 0; AST Temp Closed: 0 | 0 | 3 | 0 | 25683-083-015643 | PEEBLES PROPERTIES LLC
42495 | Temporary Closed | 2012-10-10 | 1991-01-01 |  | Petroleum | Mid-grade gasoline | Mid-grade gasoline | Retail | Steel | Steel | Coated & cathodic protection (sti-P3) |  | Fiberglass reinforced plastic |  |  |  | Catchment Basin, Single walled catchment basin | Flow Rest 90% Full | Flow Rest 90% Full |  |  | Continuous Automatic Tank Gauge |  | Automatic flow restrictor (MLLD), Containment Sump | Containment Sump | Interstitial Monitoring within Secondary Containment |  |  |  |  | UST Currently In Use: 0; UST Temp Close: 3; AST Currently In Use: 0; AST Temp Closed: 0 | 0 | 3 | 0 | 25683-083-015643 | PEEBLES PROPERTIES LLC
42496 | Temporary Closed | 2012-10-10 | 1991-01-01 |  | Petroleum | Premium gasoline | Premium gasoline | Retail | Steel | Steel | Coated & cathodic protection (sti-P3) |  | Fiberglass reinforced plastic |  |  |  | Catchment Basin, Single walled catchment basin | Flow Rest 90% Full | Flow Rest 90% Full |  |  | Continuous Automatic Tank Gauge |  | Automatic flow restrictor (MLLD), Containment Sump | Containment Sump | Interstitial Monitoring within Secondary Containment |  |  |  |  | UST Currently In Use: 0; UST Temp Close: 3; AST Currently In Use: 0; AST Temp Closed: 0 | 0 | 3 | 0 | 25683-083-015643 | PEEBLES PROPERTIES LLC
42497 | Permanently Closed | 1998-10-09 | 1984-01-01 | 2001-10-09 | Petroleum | Unleaded gasoline | Unleaded gasoline |  | Steel | Steel | Coated & cathodic protection (sti-P3), Interior lined (not allowed as a standalone method of corrosion protection) |  | Steel |  | 1901-01-01 | Field installed cathodic protection | Catchment Basin, Single walled catchment basin | Automatic shutoff device At 95% full | Automatic shutoff device At 95% full | Interstitial Monitoring within Secondary Containment | [10 empty] | UST Currently In Use: 0; UST Temp Close: 0; AST Currently In Use: 0; AST Temp Closed: 0 | 0 | 0 | 2 | 21253-049-015644 | LINDA S WELDON
42498 | Permanently Closed | 1998-10-09 | 1984-01-01 | 2001-10-09 | Petroleum | Unleaded gasoline | Unleaded gasoline |  | Steel | Steel | Coated & cathodic protection (sti-P3), Interior lined (not allowed as a standalone method of corrosion protection) |  | Steel |  | 1901-01-01 | Field installed cathodic protection | Catchment Basin, Single walled catchment basin | Automatic shutoff device At 95% full | Automatic shutoff device At 95% full | Interstitial Monitoring within Secondary Containment | [10 empty] | UST Currently In Use: 0; UST Temp Close: 0; AST Currently In Use: 0; AST Temp Closed: 0 | 0 | 0 | 2 | 21253-049-015644 | LINDA S WELDON
42499 | Currently in Use |  | 1991-10-21 |  | Petroleum | Unleaded gasoline | Unleaded gasoline | Retail | Single Wall, Steel, 8U,4D | Steel | Coated & cathodic protection (sti-P3) |  | Fiberglass reinforced plastic, Single Wall |  |  |  | Catchment Basin, Single walled catchment basin | Automatic shutoff device At 95% full | Automatic shutoff device At 95% full |  |  | Continuous Automatic Tank Gauge | [8 empty] | UST Currently In Use: 1; UST Temp Close: 0; AST Currently In Use: 1; AST Temp Closed: 0 | 1 | 0 | 3 | 25357-095-000669 | KRUNAL PATEL
42500 | Permanently Closed | 1990-11-29 | 1973-01-01 | 1992-06-19 | Petroleum | Unleaded gasoline | Unleaded gasoline |  | Steel | Steel |  | Painted or None | Steel |  | 1901-01-01 | [15 empty] | UST Currently In Use: 0; UST Temp Close: 0; AST Currently In Use: 0; AST Temp Closed: 0 | 0 | 0 | 3 | 12678-073-008232 | SHAW OIL CO INC
42501 | Permanently Closed | 1991-12-17 | 1971-01-07 | 1991-12-17 | Petroleum | Unleaded gasoline | Unleaded gasoline |  | Steel | Steel |  |  |  |  | 1901-01-01 | None | [14 empty] | UST Currently In Use: 0; UST Temp Close: 0; AST Currently In Use: 0; AST Temp Closed: 0 | 0 | 0 | 1 | 17549-045-015487 | HENRY S LUCHNER
42502 | Permanently Closed | 1998-12-22 | 1975-11-01 | 2000-03-10 | Petroleum | Unleaded gasoline | Unleaded gasoline | [5 empty] | Steel |  | 1901-01-01 | [6 empty] | Statistical Inventory Reconciliation (SIR) | [5 empty] | Statistical inventory reconciliation (SIR) | Statistical inventory reconciliation (SIR) |  | UST Currently In Use: 0; UST Temp Close: 0; AST Currently In Use: 0; AST Temp Closed: 0 | 0 | 0 | 3 | 16259-121-015490 | JAMES D RUDD
42503 | Permanently Closed | 1998-12-22 | 1981-07-01 | 2000-03-10 | Petroleum | Unleaded gasoline | Unleaded gasoline | [5 empty] | Steel |  | 1901-01-01 | [6 empty] | Statistical Inventory Reconciliation (SIR) | [5 empty] | Statistical inventory reconciliation (SIR) | Statistical inventory reconciliation (SIR) |  | UST Currently In Use: 0; UST Temp Close: 0; AST Currently In Use: 0; AST Temp Closed: 0 | 0 | 0 | 3 | 16259-121-015490 | JAMES D RUDD
42504 | Permanently Closed | 1998-12-22 | 1981-07-01 | 2000-03-10 | Petroleum | Unleaded gasoline | Unleaded gasoline | [5 empty] | Steel |  | 1901-01-01 | [6 empty] | Statistical Inventory Reconciliation (SIR) | [5 empty] | Statistical inventory reconciliation (SIR) | Statistical inventory reconciliation (SIR) |  | UST Currently In Use: 0; UST Temp Close: 0; AST Currently In Use: 0; AST Temp Closed: 0 | 0 | 0 | 3 | 16259-121-015490 | JAMES D RUDD
42505 | Permanently Closed | 1994-08-31 | 1966-01-01 | 1994-08-31 | Petroleum | Unleaded gasoline | Unleaded gasoline |  | Steel | Steel |  | Painted or None | Steel |  | 1901-01-01 | [6 empty] | Other, Statistical Inventory Reconciliation (SIR) |  | Other, USTMAN | Other |  |  | Other, USTMAN | Other |  | UST Currently In Use: 0; UST Temp Close: 0; AST Currently In Use: 0; AST Temp Closed: 0 | 0 | 0 | 4 | 13652-115-011673 | THE NOLEN CO INC
42506 | Permanently Closed | 2006-03-01 | 1901-01-01 |  | Petroleum | Unleaded gasoline | Unleaded gasoline | Retail | Steel | Steel | Field installed cathodic protection |  | Steel |  |  | Field installed cathodic protection | Catchment Basin, Single walled catchment basin | Flow Rest 90% Full | Flow Rest 90% Full |  |  | Statistical Inventory Reconciliation (SIR) | [8 empty] | UST Currently In Use: 0; UST Temp Close: 0; AST Currently In Use: 0; AST Temp Closed: 0 | 0 | 0 | 2 | 11741-123-009045 | MARY ELLEN PHILLIPS
42507 | Currently in Use |  | 1991-02-26 |  | Petroleum | Unleaded gasoline | Unleaded gasoline | Retail | Steel | Steel | Coated & cathodic protection (sti-P3) |  | Fiberglass reinforced plastic |  |  |  | Catchment Basin, Single walled catchment basin | Automatic shutoff device At 95% full | Automatic shutoff device At 95% full | Interstitial Monitoring within Secondary Containment | MANUAL/VISUAL CHECK | Continuous Automatic Tank Gauge |  | Automatic flow restrictor (MLLD), Containment Sump | Containment Sump |  |  | Annual line testing | Annual line testing |  | UST Currently In Use: 2; UST Temp Close: 0; AST Currently In Use: 0; AST Temp Closed: 0 | 2 | 0 | 2 | 13929-063-002209 | PRINCE OIL COMPANY, INC.
42508 | Currently in Use |  | 1991-02-26 |  | Petroleum | Unleaded gasoline | Unleaded gasoline | Retail | Steel | Steel | Coated & cathodic protection (sti-P3) |  | Fiberglass reinforced plastic |  |  |  | Catchment Basin, Single walled catchment basin | Automatic shutoff device At 95% full | Automatic shutoff device At 95% full | Interstitial Monitoring within Secondary Containment | MANUAL/VISUAL CHECK | Continuous Automatic Tank Gauge |  | Automatic flow restrictor (MLLD), Containment Sump | Containment Sump |  |  | Annual line testing | Annual line testing |  | UST Currently In Use: 2; UST Temp Close: 0; AST Currently In Use: 0; AST Temp Closed: 0 | 2 | 0 | 2 | 13929-063-002209 | PRINCE OIL COMPANY, INC.
42509 | Permanently Closed | 2004-08-10 | 1980-01-01 |  | Petroleum | Used oil | Used oil |  | Steel | Steel |  | Painted or None | Steel |  | 1901-01-01 |  | Other, EXEMPT | Other, EXEMPT | Other | [11 empty] | UST Currently In Use: 0; UST Temp Close: 0; AST Currently In Use: 0; AST Temp Closed: 0 | 0 | 0 | 1 | 17592-049-006130 | L D MCREYNOLDS
42510 | Retired | 1988-12-22 | 1976-01-01 |  | Petroleum | On road diesel | On road diesel |  | Steel | Steel |  |  |  |  | 1901-01-01 | [6 empty] | Statistical Inventory Reconciliation (SIR) | [8 empty] | UST Currently In Use: 0; UST Temp Close: 0; AST Currently In Use: 0; AST Temp Closed: 0 | 0 | 0 | 0 | 14493-091-009013 | SOUTHERN OIL COMPANY, INC.
42511 | Currently in Use |  | 1991-12-20 |  | Petroleum | Unleaded gasoline | Unleaded gasoline | Retail | Single Wall, Steel | Steel | Coated & cathodic protection (sti-P3) |  | Double Wall, Fiberglass reinforced plastic |  |  |  | Catchment Basin, Single walled catchment basin | Flow Rest 90% Full | Flow Rest 90% Full |  |  | Automatic Tank Gauge | Single walled submersible pump containment sump | Automatic flow restrictor (MLLD), Containment Sump | Containment Sump |  |  | Annual line testing | Annual line testing |  | UST Currently In Use: 2; UST Temp Close: 0; AST Currently In Use: 0; AST Temp Closed: 0 | 2 | 0 | 0 | 23789-043-008172 | GARY SELF
42512 | Currently in Use |  | 1991-12-20 |  | Petroleum | Unleaded gasoline | Unleaded gasoline | Retail | Single Wall, Steel | Steel | Coated & cathodic protection (sti-P3) |  | Double Wall, Fiberglass reinforced plastic |  |  |  | Catchment Basin, Single walled catchment basin | Flow Rest 90% Full | Flow Rest 90% Full |  |  | Automatic Tank Gauge | Single walled submersible pump containment sump | Automatic flow restrictor (MLLD), Containment Sump | Containment Sump |  |  | Annual line testing | Annual line testing |  | UST Currently In Use: 2; UST Temp Close: 0; AST Currently In Use: 0; AST Temp Closed: 0 | 2 | 0 | 0 | 23789-043-008172 | GARY SELF
42513 | Currently in Use |  | 1991-10-15 |  | Petroleum | Unleaded gasoline | Unleaded gasoline | Retail | Single Wall, Steel, STORE UST | Steel | Coated & cathodic protection (sti-P3) |  | Single Wall, Steel |  | 1901-01-01 | Galvanic Cathodic, GALVANIC | Catchment Basin, Single walled catchment basin | Flow Rest 90% Full | Flow Rest 90% Full |  |  | Statistical Inventory Reconciliation (SIR) | [8 empty] | UST Currently In Use: 3; UST Temp Close: 0; AST Currently In Use: 0; AST Temp Closed: 0 | 3 | 0 | 3 | 17594-095-000209 | SOUTH SAUTY CREEK RESORT INC
42514 | Currently in Use |  | 1991-10-15 |  | Petroleum | Unleaded gasoline | Unleaded gasoline | Retail | Single Wall, Steel, STORE UST | Steel | Coated & cathodic protection (sti-P3) |  | Single Wall, Steel |  | 1901-01-01 | Galvanic Cathodic, GALVANIC | Catchment Basin, Single walled catchment basin | Flow Rest 90% Full | Flow Rest 90% Full |  |  | Statistical Inventory Reconciliation (SIR) | [8 empty] | UST Currently In Use: 3; UST Temp Close: 0; AST Currently In Use: 0; AST Temp Closed: 0 | 3 | 0 | 3 | 17594-095-000209 | SOUTH SAUTY CREEK RESORT INC
42515 | Permanently Closed | 1996-02-01 | 1972-01-01 | 1997-08-25 | Petroleum | Unleaded gasoline | Unleaded gasoline |  | Steel | Steel |  | Painted or None | Steel |  | 1901-01-01 | [15 empty] | UST Currently In Use: 0; UST Temp Close: 0; AST Currently In Use: 0; AST Temp Closed: 0 | 0 | 0 | 3 | 17496-021-014831 | DANNY LYNN SMITH
42516 | Permanently Closed | 1994-11-08 | 1972-01-01 | 2000-08-22 | Petroleum | Unleaded gasoline | Unleaded gasoline | Local government | Steel | Steel |  |  | Steel |  | 1901-01-01 | None | [14 empty] | UST Currently In Use: 0; UST Temp Close: 0; AST Currently In Use: 0; AST Temp Closed: 0 | 0 | 0 | 1 | 11715-053-015584 | ESCAMBIA COUNTY COMMISSION
42517 | Permanently Closed | 1998-07-08 | 1985-11-01 | 1998-07-08 | Petroleum | Used oil | Used oil |  | Steel | Steel |  |  | Fiberglass reinforced plastic |  | 1901-01-01 |  | Other, EXEMPT | Other, EXEMPT | Other | [11 empty] | UST Currently In Use: 0; UST Temp Close: 0; AST Currently In Use: 0; AST Temp Closed: 0 | 0 | 0 | 1 | 17653-017-015495 | KING FORD MERCURY CHRYSLER PLYMOUTH
42518 | Permanently Closed | 2000-08-08 | 1989-04-21 | 2000-08-08 | Petroleum | Unleaded gasoline | Unleaded gasoline |  | Steel | Steel | Coated & cathodic protection (sti-P3) |  | Fiberglass reinforced plastic |  | 1901-01-01 | None | Catchment Basin, Single walled catchment basin | Automatic shutoff device At 95% full | Automatic shutoff device At 95% full | [11 empty] | UST Currently In Use: 0; UST Temp Close: 0; AST Currently In Use: 0; AST Temp Closed: 0 | 0 | 0 | 3 | 17587-049-015638 | EDWARD EVANS
42519 | Permanently Closed | 2000-08-08 | 1989-04-21 | 2000-08-08 | Petroleum | Unleaded gasoline | Unleaded gasoline |  | Steel | Steel | Coated & cathodic protection (sti-P3) |  | Fiberglass reinforced plastic |  | 1901-01-01 | None | Catchment Basin, Single walled catchment basin | Automatic shutoff device At 95% full | Automatic shutoff device At 95% full | [11 empty] | UST Currently In Use: 0; UST Temp Close: 0; AST Currently In Use: 0; AST Temp Closed: 0 | 0 | 0 | 3 | 17587-049-015638 | EDWARD EVANS
42520 | Permanently Closed | 2000-08-08 | 1989-04-21 | 2000-08-08 | Petroleum | Unleaded gasoline | Unleaded gasoline |  | Steel | Steel | Coated & cathodic protection (sti-P3) |  | Fiberglass reinforced plastic |  | 1901-01-01 | None | Catchment Basin, Single walled catchment basin | Automatic shutoff device At 95% full | Automatic shutoff device At 95% full | [11 empty] | UST Currently In Use: 0; UST Temp Close: 0; AST Currently In Use: 0; AST Temp Closed: 0 | 0 | 0 | 3 | 17587-049-015638 | EDWARD EVANS
42521 | Temporary Closed | 2021-01-01 | 1991-01-16 |  | Petroleum | Unleaded gasoline | Unleaded gasoline | Retail | Steel | Steel | Coated & cathodic protection (sti-P3) |  | Fiberglass reinforced plastic |  |  |  | Catchment Basin, Single walled catchment basin | Automatic shutoff device At 95% full, Flow Rest 90% Full | Flow Rest 90% Full |  |  | Automatic Tank Gauge |  | Automatic flow restrictor (MLLD), Containment Sump | Containment Sump |  |  | Annual line testing | Annual line testing |  | UST Currently In Use: 0; UST Temp Close: 3; AST Currently In Use: 0; AST Temp Closed: 0 | 0 | 3 | 2 | 22863-075-012479 | MID SOUTH PETROLEUM CORP
42522 | Temporary Closed | 2013-12-13 | 1991-01-16 |  | Petroleum | Mid-grade gasoline | Mid-grade gasoline | Retail | Steel | Steel | Coated & cathodic protection (sti-P3) |  | Fiberglass reinforced plastic |  |  |  | Catchment Basin, Single walled catchment basin | Automatic shutoff device At 95% full, Flow Rest 90% Full | Flow Rest 90% Full |  |  | Automatic Tank Gauge |  | Automatic flow restrictor (MLLD), Containment Sump | Containment Sump |  |  | Annual line testing | Annual line testing |  | UST Currently In Use: 0; UST Temp Close: 3; AST Currently In Use: 0; AST Temp Closed: 0 | 0 | 3 | 2 | 22863-075-012479 | MID SOUTH PETROLEUM CORP
42524 | Permanently Closed | 1998-10-01 | 1984-01-01 | 1999-12-09 | Petroleum | On road diesel | On road diesel |  | Steel | Steel |  |  | Steel |  | 1901-01-01 | [15 empty] | UST Currently In Use: 0; UST Temp Close: 0; AST Currently In Use: 1; AST Temp Closed: 0 | 0 | 0 | 3 | 21374-067-013181 | KENT WHIDDON
42525 | Permanently Closed | 1998-06-10 | 1980-07-01 | 1998-06-16 | Petroleum | Unleaded gasoline | Unleaded gasoline | Retail | Steel | Steel |  | Painted or None | Steel |  | 1901-01-01 | [12 empty] | Annual line testing | Annual line testing |  | UST Currently In Use: 2; UST Temp Close: 0; AST Currently In Use: 0; AST Temp Closed: 0 | 2 | 0 | 3 | 13526-073-015687 | MOORE OIL COMPANY, INC.
42526 | Permanently Closed | 1998-06-10 | 1980-07-01 | 1998-06-16 | Petroleum | Unleaded gasoline | Unleaded gasoline | Retail | Steel | Steel |  | Painted or None | Steel |  | 1901-01-01 | [15 empty] | UST Currently In Use: 2; UST Temp Close: 0; AST Currently In Use: 0; AST Temp Closed: 0 | 2 | 0 | 3 | 13526-073-015687 | MOORE OIL COMPANY, INC.
42527 | Permanently Closed | 1998-06-10 | 1980-07-01 | 1998-06-16 | Petroleum | Unleaded gasoline | Unleaded gasoline | Retail | Steel | Steel |  | Painted or None | Steel |  | 1901-01-01 | [15 empty] | UST Currently In Use: 2; UST Temp Close: 0; AST Currently In Use: 0; AST Temp Closed: 0 | 2 | 0 | 3 | 13526-073-015687 | MOORE OIL COMPANY, INC.
42528 | Permanently Closed | 1999-09-18 | 1981-08-01 | 1999-09-18 | Petroleum | Premium gasoline | Premium gasoline | Retail | Steel | Steel | Field installed cathodic protection |  | Steel |  | 1901-01-01 | Field installed cathodic protection | Catchment Basin, Single walled catchment basin | Automatic shutoff device At 95% full | Automatic shutoff device At 95% full | [11 empty] | UST Currently In Use: 2; UST Temp Close: 0; AST Currently In Use: 0; AST Temp Closed: 0 | 2 | 0 | 3 | 13526-073-015688 | MOORE OIL COMPANY, INC.
42529 | Permanently Closed | 1999-09-18 | 1981-08-01 | 1999-09-18 | Petroleum | Unleaded gasoline | Unleaded gasoline | Retail | Steel | Steel | Field installed cathodic protection |  | Steel |  | 1901-01-01 | Field installed cathodic protection | Catchment Basin, Single walled catchment basin | Automatic shutoff device At 95% full | Automatic shutoff device At 95% full | [11 empty] | UST Currently In Use: 2; UST Temp Close: 0; AST Currently In Use: 0; AST Temp Closed: 0 | 2 | 0 | 3 | 13526-073-015688 | MOORE OIL COMPANY, INC.
42530 | Permanently Closed | 1999-09-18 | 1981-08-01 | 1999-09-18 | Petroleum | Mid-grade gasoline | Mid-grade gasoline | Retail | Steel | Steel | Field installed cathodic protection |  | Steel |  | 1901-01-01 | Field installed cathodic protection | Catchment Basin, Single walled catchment basin | Automatic shutoff device At 95% full | Automatic shutoff device At 95% full | [11 empty] | UST Currently In Use: 2; UST Temp Close: 0; AST Currently In Use: 0; AST Temp Closed: 0 | 2 | 0 | 3 | 13526-073-015688 | MOORE OIL COMPANY, INC.
42531 | Temporary Closed | 2014-01-03 | 1991-03-01 |  | Petroleum | Unleaded gasoline | Unleaded gasoline | Retail | Single Wall, Steel | Steel | Coated & cathodic protection (sti-P3), Field installed cathodic protection |  | Double Wall, Fiberglass reinforced plastic |  | 1901-01-01 |  | Catchment Basin, Single walled catchment basin | Flow Rest 90% Full | Flow Rest 90% Full |  |  | Automatic Tank Gauge |  | Automatic flow restrictor (MLLD), Containment Sump | Containment Sump |  |  | Annual line testing | Annual line testing |  | UST Currently In Use: 0; UST Temp Close: 2; AST Currently In Use: 0; AST Temp Closed: 0 | 0 | 2 | 4 | 17612-043-014520 | ROBERTSON ENTERPRISES, INC.
42532 | Temporary Closed | 2014-01-03 | 1991-03-01 |  | Petroleum | Unleaded gasoline | Unleaded gasoline | Retail | Single Wall, Steel | Steel | Coated & cathodic protection (sti-P3), Field installed cathodic protection |  | Double Wall, Fiberglass reinforced plastic |  | 1901-01-01 |  | Catchment Basin, Single walled catchment basin | Flow Rest 90% Full | Flow Rest 90% Full |  |  | Automatic Tank Gauge |  | Automatic flow restrictor (MLLD), Containment Sump | Containment Sump |  |  | Annual line testing | Annual line testing |  | UST Currently In Use: 0; UST Temp Close: 2; AST Currently In Use: 0; AST Temp Closed: 0 | 0 | 2 | 4 | 17612-043-014520 | ROBERTSON ENTERPRISES, INC.
42534 | Permanently Closed | 1996-03-01 | 1987-10-29 | 1996-10-09 | Petroleum | Unleaded gasoline | Unleaded gasoline | Industrial | Steel | Steel | Coated & cathodic protection (sti-P3) |  | Steel |  | 1901-01-01 | [15 empty] | UST Currently In Use: 0; UST Temp Close: 0; AST Currently In Use: 0; AST Temp Closed: 0 | 0 | 0 | 1 | 17907-073-015689 | FUJI TRUCOLOR OF ALABAMA
42535 | Currently in Use |  | 1991-10-23 |  | Petroleum | Unleaded gasoline | Unleaded gasoline | Retail | Double Wall, Steel | Steel | Coated & cathodic protection (sti-P3) |  | Double Wall, Fiberglass reinforced plastic |  |  |  | Catchment Basin, Single walled catchment basin | Automatic shutoff device At 95% full | Automatic shutoff device At 95% full | Interstitial Monitoring within Secondary Containment | SENSOR TO ATG | Continuous Automatic Tank Gauge |  | Automatic flow restrictor (MLLD), Containment Sump | Containment Sump |  |  | Annual line testing | Annual line testing |  | UST Currently In Use: 3; UST Temp Close: 0; AST Currently In Use: 0; AST Temp Closed: 0 | 3 | 0 | 4 | 13026-003-000629 | SPRIGGS ENTERPRISES INC
42536 | Currently in Use |  | 1991-10-23 |  | Petroleum | Premium gasoline | Premium gasoline | Retail | Double Wall, Steel | Steel | Coated & cathodic protection (sti-P3) |  | Double Wall, Fiberglass reinforced plastic |  |  |  | Catchment Basin, Single walled catchment basin | Automatic shutoff device At 95% full | Automatic shutoff device At 95% full | Interstitial Monitoring within Secondary Containment | SENSOR TO ATG | Continuous Automatic Tank Gauge |  | Automatic flow restrictor (MLLD), Containment Sump | Containment Sump |  |  | Annual line testing | Annual line testing |  | UST Currently In Use: 3; UST Temp Close: 0; AST Currently In Use: 0; AST Temp Closed: 0 | 3 | 0 | 4 | 13026-003-000629 | SPRIGGS ENTERPRISES INC
42537 | Currently in Use |  | 1991-10-23 |  | Petroleum | On road diesel | On road diesel | Retail | Double Wall, Steel | Steel | Coated & cathodic protection (sti-P3) |  | Double Wall, Fiberglass reinforced plastic |  |  |  | Catchment Basin, Single walled catchment basin | Automatic shutoff device At 95% full | Automatic shutoff device At 95% full | Interstitial Monitoring within Secondary Containment | SENSOR TO ATG | Continuous Automatic Tank Gauge |  | Automatic flow restrictor (MLLD), Containment Sump | Containment Sump |  |  | Annual line testing | Annual line testing |  | UST Currently In Use: 3; UST Temp Close: 0; AST Currently In Use: 0; AST Temp Closed: 0 | 3 | 0 | 4 | 13026-003-000629 | SPRIGGS ENTERPRISES INC
42538 | Currently in Use |  | 1991-07-03 |  | Petroleum | Unleaded gasoline | Unleaded gasoline | Retail | Steel | Steel | Coated & cathodic protection (sti-P3) |  | Fiberglass reinforced plastic |  |  | Other, FLXS ISOLA | Catchment Basin, Single walled catchment basin | Flow Rest 90% Full | Flow Rest 90% Full |  |  | Automatic Tank Gauge |  | Automatic flow restrictor (MLLD) | Automatic flow restrictor (MLLD) |  |  | Annual line testing | Annual line testing |  | UST Currently In Use: 2; UST Temp Close: 0; AST Currently In Use: 0; AST Temp Closed: 0 | 2 | 0 | 0 | 25480-031-004282 | JAINIL LLC
42539 | Currently in Use |  | 1991-07-03 |  | Petroleum | Premium gasoline | Premium gasoline | Retail | Steel | Steel | Coated & cathodic protection (sti-P3) |  | Fiberglass reinforced plastic |  |  | Other, FLXS ISOLA | Catchment Basin, Single walled catchment basin | Flow Rest 90% Full | Flow Rest 90% Full |  |  | Automatic Tank Gauge |  | Automatic flow restrictor (MLLD) | Automatic flow restrictor (MLLD) |  |  | Annual line testing | Annual line testing |  | UST Currently In Use: 2; UST Temp Close: 0; AST Currently In Use: 0; AST Temp Closed: 0 | 2 | 0 | 0 | 25480-031-004282 | JAINIL LLC
42540 | Currently in Use |  | 1991-10-01 |  | Petroleum | On road diesel | On road diesel | Industrial | Double Wall, Fiberglass coated steel | Fiberglass coated steel |  |  | Fiberglass reinforced plastic |  | 1901-01-01 | Other, ENV FLEX2W | Catchment Basin, Single walled catchment basin | Automatic shutoff device At 95% full | Automatic shutoff device At 95% full | Interstitial Monitoring within Secondary Containment | SENSOR TO ATG | Continuous Automatic Tank Gauge |  | Automatic flow restrictor (MLLD), Containment Sump | Containment Sump | Interstitial Monitoring within Secondary Containment |  | Annual line testing, Continuous alarm system | Continuous alarm system |  | UST Currently In Use: 1; UST Temp Close: 0; AST Currently In Use: 0; AST Temp Closed: 0 | 1 | 0 | 0 | 12154-097-015585 | GREYHOUND LINES INC ENVIRO DEPT
42541 | Currently in Use |  | 1991-12-01 |  | Petroleum | Premium gasoline | Premium gasoline | Retail | Steel | Steel | Coated & cathodic protection (sti-P3) |  | Flexible, APT 1755C | APT |  |  | Catchment Basin, Single walled catchment basin | Automatic shutoff device At 95% full | Automatic shutoff device At 95% full |  |  | Continuous Automatic Tank Gauge |  | Automatic shutoff device (AELLD), Containment Sump | Containment Sump | [5 empty] | UST Currently In Use: 4; UST Temp Close: 0; AST Currently In Use: 0; AST Temp Closed: 0 | 4 | 0 | 5 | 23413-101-005900 | CIRCLE K STORES, INC.
42542 | Currently in Use |  | 1991-12-01 |  | Petroleum | Unleaded gasoline | Unleaded gasoline | Retail | Steel | Steel | Coated & cathodic protection (sti-P3) |  | Flexible, APT 1755C | APT |  |  | Catchment Basin, Single walled catchment basin | Automatic shutoff device At 95% full | Automatic shutoff device At 95% full |  |  | Continuous Automatic Tank Gauge |  | Automatic shutoff device (AELLD), Containment Sump | Containment Sump | Interstitial Monitoring within Secondary Containment |  |  |  |  | UST Currently In Use: 4; UST Temp Close: 0; AST Currently In Use: 0; AST Temp Closed: 0 | 4 | 0 | 5 | 23413-101-005900 | CIRCLE K STORES, INC.
42543 | Currently in Use |  | 1991-12-01 |  | Petroleum | Unleaded gasoline | Unleaded gasoline | Retail | Steel | Steel | Coated & cathodic protection (sti-P3) |  | Flexible, APT 1755C | APT |  |  | Catchment Basin, Single walled catchment basin | Automatic shutoff device At 95% full | Automatic shutoff device At 95% full |  |  | Continuous Automatic Tank Gauge |  | Containment Sump, MANIFOLD | Containment Sump |  |  | Other, MANIFOLDED | Other |  | UST Currently In Use: 4; UST Temp Close: 0; AST Currently In Use: 0; AST Temp Closed: 0 | 4 | 0 | 5 | 23413-101-005900 | CIRCLE K STORES, INC.
42544 | Currently in Use |  | 1991-12-01 |  | Petroleum | On road diesel | On road diesel | Retail | Steel | Steel | Coated & cathodic protection (sti-P3) |  | Flexible, APT 1755C | APT |  |  | Catchment Basin, Single walled catchment basin | Automatic shutoff device At 95% full | Automatic shutoff device At 95% full |  |  | Continuous Automatic Tank Gauge |  | Automatic shutoff device (AELLD), Containment Sump | Containment Sump | Interstitial Monitoring within Secondary Containment |  |  |  |  | UST Currently In Use: 4; UST Temp Close: 0; AST Currently In Use: 0; AST Temp Closed: 0 | 4 | 0 | 5 | 23413-101-005900 | CIRCLE K STORES, INC.
42545 | Permanently Closed | 1997-08-11 | 1981-08-01 | 1997-08-11 | Petroleum | Unleaded gasoline | Unleaded gasoline |  | Steel | Steel |  | Painted or None |  |  | 1901-01-01 | [12 empty] | Annual line testing | Annual line testing |  | UST Currently In Use: 2; UST Temp Close: 0; AST Currently In Use: 1; AST Temp Closed: 0 | 2 | 0 | 4 | 10921-015-015507 | CHARLES GIVENS
42546 | Permanently Closed | 1997-08-11 | 1981-08-01 | 1997-08-11 | Petroleum | Unleaded gasoline | Unleaded gasoline |  | Steel | Steel |  | Painted or None |  |  | 1901-01-01 | [12 empty] | Annual line testing | Annual line testing |  | UST Currently In Use: 2; UST Temp Close: 0; AST Currently In Use: 1; AST Temp Closed: 0 | 2 | 0 | 4 | 10921-015-015507 | CHARLES GIVENS
42547 | Permanently Closed | 1997-08-11 | 1981-08-01 | 1997-08-11 | Petroleum | Unleaded gasoline | Unleaded gasoline |  | Steel | Steel |  | Painted or None |  |  | 1901-01-01 | [12 empty] | Annual line testing | Annual line testing |  | UST Currently In Use: 2; UST Temp Close: 0; AST Currently In Use: 1; AST Temp Closed: 0 | 2 | 0 | 4 | 10921-015-015507 | CHARLES GIVENS
42548 | Permanently Closed | 1997-08-11 | 1981-08-01 | 1997-08-11 | Petroleum | On road diesel | On road diesel |  | Steel | Steel |  | Painted or None | Steel |  | 1901-01-01 | [12 empty] | Annual line testing | Annual line testing |  | UST Currently In Use: 2; UST Temp Close: 0; AST Currently In Use: 1; AST Temp Closed: 0 | 2 | 0 | 4 | 10921-015-015507 | CHARLES GIVENS
42549 | Permanently Closed | 2006-05-01 | 1991-11-01 | 2007-09-26 | Petroleum | Unleaded gasoline | Unleaded gasoline | Retail | Steel, 6U/2M/2P2D | Steel | Coated & cathodic protection (sti-P3) |  | Fiberglass reinforced plastic |  | 1901-01-01 |  | Catchment Basin, Single walled catchment basin | Automatic shutoff device At 95% full | Automatic shutoff device At 95% full |  |  | Statistical Inventory Reconciliation (SIR) | [8 empty] | UST Currently In Use: 0; UST Temp Close: 0; AST Currently In Use: 0; AST Temp Closed: 0 | 0 | 0 | 5 | 12979-095-001341 | KNIGHT OIL COMPANY, INC.
42550 | Currently in Use |  | 1991-02-24 |  | Petroleum | Unleaded gasoline | Unleaded gasoline | Retail | Steel | Steel | Coated & cathodic protection (sti-P3) |  | Fiberglass reinforced plastic |  |  |  | Catchment Basin, Single walled catchment basin | Flow Rest 90% Full | Flow Rest 90% Full |  |  | Automatic Tank Gauge |  | Automatic flow restrictor (MLLD) | Automatic flow restrictor (MLLD) |  |  | Annual line testing | Annual line testing |  | UST Currently In Use: 4; UST Temp Close: 0; AST Currently In Use: 0; AST Temp Closed: 0 | 4 | 0 | 3 | 20760-087-010444 | LAKE MARTIN, INC
42553 | Currently in Use |  | 1991-02-24 |  | Petroleum | Premium gasoline | Premium gasoline | Retail | Steel | Steel | Coated & cathodic protection (sti-P3) |  | Fiberglass reinforced plastic |  |  |  | Catchment Basin, Single walled catchment basin | Flow Rest 90% Full | Flow Rest 90% Full |  |  | Automatic Tank Gauge |  | Automatic flow restrictor (MLLD) | Automatic flow restrictor (MLLD) |  |  | Annual line testing | Annual line testing |  | UST Currently In Use: 4; UST Temp Close: 0; AST Currently In Use: 0; AST Temp Closed: 0 | 4 | 0 | 3 | 20760-087-010444 | LAKE MARTIN, INC
42554 | Currently in Use |  | 1991-02-24 |  | Petroleum | Unleaded gasoline | Unleaded gasoline | Retail | Steel | Steel | Coated & cathodic protection (sti-P3) |  | Fiberglass reinforced plastic |  |  |  | Catchment Basin, Single walled catchment basin | Flow Rest 90% Full | Flow Rest 90% Full |  |  | Automatic Tank Gauge |  | Automatic flow restrictor (MLLD) | Automatic flow restrictor (MLLD) |  |  | Annual line testing | Annual line testing |  | UST Currently In Use: 4; UST Temp Close: 0; AST Currently In Use: 0; AST Temp Closed: 0 | 4 | 0 | 3 | 20760-087-010444 | LAKE MARTIN, INC
42555 | Currently in Use |  | 1991-04-09 |  | Petroleum | Kerosene | Kerosene | Retail | Steel | Steel | Coated & cathodic protection (sti-P3) |  | Fiberglass reinforced plastic |  |  |  | Catchment Basin, Single walled catchment basin | Flow Rest 90% Full | Flow Rest 90% Full |  |  | Automatic Tank Gauge | [8 empty] | UST Currently In Use: 4; UST Temp Close: 0; AST Currently In Use: 0; AST Temp Closed: 0 | 4 | 0 | 3 | 20760-087-010444 | LAKE MARTIN, INC
42556 | Permanently Closed | 1997-09-01 | 1901-01-01 | 1997-10-09 | Petroleum | On road diesel | On road diesel | Local government | Steel | Steel |  | Painted or None | Steel |  | 1901-01-01 | [15 empty] | UST Currently In Use: 0; UST Temp Close: 0; AST Currently In Use: 0; AST Temp Closed: 0 | 0 | 0 | 1 | 12713-073-014809 | JEFFERSON COUNTY COMMISSION
42557 | Currently in Use |  | 1991-02-14 |  | Petroleum | Unleaded gasoline | Unleaded gasoline | Local government | Fiberglass reinforced plastic, Single Wall | Single Wall |  |  | Double Wall, Fiberglass reinforced plastic |  | 1901-01-01 | None | Catchment Basin, Single walled catchment basin | Automatic shutoff device At 95% full | Automatic shutoff device At 95% full |  |  | Automatic Tank Gauge |  | Automatic flow restrictor (MLLD) | Automatic flow restrictor (MLLD) |  |  | Annual line testing, Continuous alarm system | Continuous alarm system |  | UST Currently In Use: 1; UST Temp Close: 0; AST Currently In Use: 0; AST Temp Closed: 0 | 1 | 0 | 5 | 12713-073-001760 | JEFFERSON COUNTY COMMISSION
42558 | Permanently Closed | 1998-12-28 | 1956-01-10 | 1999-04-13 | Petroleum | Unleaded gasoline | Unleaded gasoline | Retail | Steel | Steel |  | Painted or None | Steel |  | 1901-01-01 | [15 empty] | UST Currently In Use: 0; UST Temp Close: 0; AST Currently In Use: 0; AST Temp Closed: 0 | 0 | 0 | 2 | 17657-027-015513 | A L ALLEN
42559 | Permanently Closed | 1998-12-28 | 1987-04-01 | 1999-04-13 | Petroleum | Unleaded gasoline | Unleaded gasoline | Retail | Steel | Steel |  | Painted or None | Steel |  | 1901-01-01 | [15 empty] | UST Currently In Use: 0; UST Temp Close: 0; AST Currently In Use: 0; AST Temp Closed: 0 | 0 | 0 | 2 | 17657-027-015513 | A L ALLEN
42560 | Currently in Use |  | 1991-07-11 |  | Petroleum | Unleaded gasoline | Unleaded gasoline | Retail | Steel | Steel | Coated & cathodic protection (sti-P3) |  | Fiberglass reinforced plastic |  |  |  | Catchment Basin, Single walled catchment basin | Flow Rest 90% Full | Flow Rest 90% Full |  |  | Automatic Tank Gauge |  | Automatic flow restrictor (MLLD), Containment Sump | Containment Sump | Interstitial Monitoring within Secondary Containment | MANUAL/VISUAL CHECK |  |  |  | UST Currently In Use: 3; UST Temp Close: 0; AST Currently In Use: 0; AST Temp Closed: 0 | 3 | 0 | 0 | 20759-069-015477 | SOUTHWEST GEORGIA OIL COMPANY
42561 | Currently in Use |  | 1991-07-11 |  | Petroleum | E85 | E85 | Retail | Steel | Steel | Coated & cathodic protection (sti-P3) |  | Fiberglass reinforced plastic |  |  |  | Catchment Basin, Single walled catchment basin | Flow Rest 90% Full | Flow Rest 90% Full |  |  | Automatic Tank Gauge |  | Automatic flow restrictor (MLLD), Containment Sump | Containment Sump | Interstitial Monitoring within Secondary Containment | MANUAL/VISUAL CHECK |  |  |  | UST Currently In Use: 3; UST Temp Close: 0; AST Currently In Use: 0; AST Temp Closed: 0 | 3 | 0 | 0 | 20759-069-015477 | SOUTHWEST GEORGIA OIL COMPANY
42562 | Currently in Use |  | 1991-07-11 |  | Petroleum | Premium gasoline | Premium gasoline | Retail | Steel | Steel | Coated & cathodic protection (sti-P3) |  | Fiberglass reinforced plastic |  |  |  | Catchment Basin, Single walled catchment basin | Flow Rest 90% Full | Flow Rest 90% Full |  |  | Automatic Tank Gauge |  | Automatic flow restrictor (MLLD), Containment Sump | Containment Sump | Interstitial Monitoring within Secondary Containment | MANUAL/VISUAL CHECK |  |  |  | UST Currently In Use: 3; UST Temp Close: 0; AST Currently In Use: 0; AST Temp Closed: 0 | 3 | 0 | 0 | 20759-069-015477 | SOUTHWEST GEORGIA OIL COMPANY
42563 | Permanently Closed | 2000-04-01 | 1975-01-01 | 2000-04-01 | Petroleum | Unleaded gasoline | Unleaded gasoline |  | Steel | Steel | Coated & cathodic protection (sti-P3) |  | Steel |  | 1901-01-01 |  |  | Flow Rest 90% Full | Flow Rest 90% Full |  |  | Manual Tank Gauging (only tanks 1000 gal. or less and 48” or 64” in diameter) | [8 empty] | UST Currently In Use: 0; UST Temp Close: 0; AST Currently In Use: 0; AST Temp Closed: 0 | 0 | 0 | 2 | 17541-087-004143 | JAMES A TAUNTON
42564 | Temporary Closed | 2014-02-28 | 1991-06-16 |  | Petroleum | Unleaded gasoline | Unleaded gasoline | Retail | Double Wall, Fiberglass reinforced plastic | Fiberglass reinforced plastic |  |  | Double Wall, Fiberglass reinforced plastic |  | 1901-01-01 |  | Catchment Basin, Single walled catchment basin | Audible high level alarm At 90% full, Flow Rest 90% Full | Flow Rest 90% Full | Interstitial Monitoring within Secondary Containment | SENSOR TO ATG |  |  | Automatic flow restrictor (MLLD), Containment Sump | Containment Sump |  |  | Annual line testing | Annual line testing |  | UST Currently In Use: 0; UST Temp Close: 4; AST Currently In Use: 0; AST Temp Closed: 0 | 0 | 4 | 3 | 25409-121-000824 | SHEILA GUPTA
42565 | Temporary Closed | 2014-02-28 | 1991-06-01 |  | Petroleum | Mid-grade gasoline | Mid-grade gasoline | Retail | Double Wall, Fiberglass reinforced plastic | Fiberglass reinforced plastic |  |  | Double Wall, Fiberglass reinforced plastic |  | 1901-01-01 |  | Catchment Basin, Single walled catchment basin | Audible high level alarm At 90% full, Flow Rest 90% Full | Flow Rest 90% Full | Interstitial Monitoring within Secondary Containment | SENSOR TO ATG |  |  | Automatic flow restrictor (MLLD), Containment Sump | Containment Sump |  |  | Annual line testing | Annual line testing |  | UST Currently In Use: 0; UST Temp Close: 4; AST Currently In Use: 0; AST Temp Closed: 0 | 0 | 4 | 3 | 25409-121-000824 | SHEILA GUPTA
42566 | Temporary Closed | 2014-02-28 | 1991-06-01 |  | Petroleum | Premium gasoline | Premium gasoline | Retail | Double Wall, Fiberglass reinforced plastic | Fiberglass reinforced plastic |  |  | Double Wall, Fiberglass reinforced plastic |  | 1901-01-01 | Other, DBL WALL | Catchment Basin, Single walled catchment basin | Audible high level alarm At 90% full, Flow Rest 90% Full | Flow Rest 90% Full | Interstitial Monitoring within Secondary Containment | SENSOR TO ATG |  |  | Automatic flow restrictor (MLLD), Containment Sump | Containment Sump |  |  | Annual line testing | Annual line testing |  | UST Currently In Use: 0; UST Temp Close: 4; AST Currently In Use: 0; AST Temp Closed: 0 | 0 | 4 | 3 | 25409-121-000824 | SHEILA GUPTA
42567 | Temporary Closed | 2014-11-14 | 1991-06-01 |  | Petroleum | On road diesel | On road diesel | Retail | Double Wall, Fiberglass reinforced plastic | Fiberglass reinforced plastic |  |  | Double Wall, Fiberglass reinforced plastic |  | 1901-01-01 |  | Catchment Basin, Single walled catchment basin | Audible high level alarm At 90% full, Flow Rest 90% Full | Flow Rest 90% Full | Interstitial Monitoring within Secondary Containment | SENSOR TO ATG |  |  | Automatic flow restrictor (MLLD), Containment Sump | Containment Sump |  |  | Annual line testing | Annual line testing |  | UST Currently In Use: 0; UST Temp Close: 4; AST Currently In Use: 0; AST Temp Closed: 0 | 0 | 4 | 3 | 25409-121-000824 | SHEILA GUPTA
42568 | Permanently Closed | 1994-08-25 | 1974-01-01 | 1994-08-25 | Petroleum | On road diesel | On road diesel |  | Steel | Steel |  | Painted or None | Steel |  | 1901-01-01 | [12 empty] | Annual line testing | Annual line testing |  | UST Currently In Use: 0; UST Temp Close: 0; AST Currently In Use: 0; AST Temp Closed: 0 | 0 | 0 | 1 | 17574-015-015690 | PATE MORRISON
42569 | Permanently Closed | 1998-10-08 | 1982-06-01 | 1998-12-03 | Petroleum | Unleaded gasoline | Unleaded gasoline | Retail | Steel | Steel |  | Painted or None | Steel |  | 1901-01-01 | [15 empty] | UST Currently In Use: 0; UST Temp Close: 0; AST Currently In Use: 0; AST Temp Closed: 0 | 0 | 0 | 2 | 13526-073-015691 | MOORE OIL COMPANY, INC.
42570 | Permanently Closed | 1998-10-08 | 1982-06-01 | 1998-12-03 | Petroleum | Unleaded gasoline | Unleaded gasoline | Retail | Steel | Steel |  | Painted or None | Steel |  | 1901-01-01 | [15 empty] | UST Currently In Use: 0; UST Temp Close: 0; AST Currently In Use: 0; AST Temp Closed: 0 | 0 | 0 | 2 | 13526-073-015691 | MOORE OIL COMPANY, INC.
42571 | Permanently Closed | 2004-01-01 | 1987-01-04 | 2017-02-24 | Petroleum | Mid-grade gasoline | Mid-grade gasoline | Local Government, Retail | Steel | Steel | Coated & cathodic protection (sti-P3), Field installed cathodic protection |  | Flexible |  |  |  | Catchment Basin, Single walled catchment basin | Automatic shutoff device At 95% full | Automatic shutoff device At 95% full |  |  | Statistical Inventory Reconciliation (SIR) | [5 empty] | Statistical inventory reconciliation (SIR) | Statistical inventory reconciliation (SIR) |  | UST Currently In Use: 0; UST Temp Close: 0; AST Currently In Use: 0; AST Temp Closed: 0 | 0 | 0 | 4 | 24547-099-010189 | TOWN OF BEATRICE
42572 | Permanently Closed | 2004-01-01 | 1980-01-01 | 2017-02-24 | Petroleum | Unleaded gasoline | Unleaded gasoline | Local Government, Retail | Steel | Steel | Field installed cathodic protection |  | Flexible |  |  |  | Catchment Basin, Single walled catchment basin | Automatic shutoff device At 95% full | Automatic shutoff device At 95% full |  |  | Statistical Inventory Reconciliation (SIR) | [5 empty] | Statistical inventory reconciliation (SIR) | Statistical inventory reconciliation (SIR) |  | UST Currently In Use: 0; UST Temp Close: 0; AST Currently In Use: 0; AST Temp Closed: 0 | 0 | 0 | 4 | 24547-099-010189 | TOWN OF BEATRICE
42573 | Permanently Closed | 2004-01-01 | 1980-01-01 | 2017-02-24 | Petroleum | Premium gasoline | Premium gasoline | Local Government, Retail | Steel | Steel | Field installed cathodic protection |  | Flexible |  |  |  | Catchment Basin, Single walled catchment basin | Automatic shutoff device At 95% full | Automatic shutoff device At 95% full |  |  | Statistical Inventory Reconciliation (SIR) | [5 empty] | Statistical inventory reconciliation (SIR) | Statistical inventory reconciliation (SIR) |  | UST Currently In Use: 0; UST Temp Close: 0; AST Currently In Use: 0; AST Temp Closed: 0 | 0 | 0 | 4 | 24547-099-010189 | TOWN OF BEATRICE
42574 | Currently in Use |  | 1991-09-05 |  | Petroleum | Unleaded gasoline | Unleaded gasoline | Retail | Steel | Steel | Coated & cathodic protection (sti-P3) |  | Fiberglass reinforced plastic |  |  |  | Catchment Basin, MIDG TEMPO | Flow Rest 90% Full, MIDG TEMPO | Flow Rest 90% Full |  |  | Automatic Tank Gauge, Other |  | Automatic flow restrictor (MLLD), MIDG TEMPO | Automatic flow restrictor (MLLD) |  |  | Annual line testing, Other, MIDG TEMPO | Other |  | UST Currently In Use: 2; UST Temp Close: 0; AST Currently In Use: 0; AST Temp Closed: 0 | 2 | 0 | 0 | 17677-091-015586 | REGINALD WILLIAMS
42575 | Currently in Use |  | 1991-09-05 |  | Petroleum | Premium gasoline | Premium gasoline | Retail | Steel | Steel | Coated & cathodic protection (sti-P3) |  | Fiberglass reinforced plastic |  |  |  | Catchment Basin, Single walled catchment basin | Flow Rest 90% Full | Flow Rest 90% Full |  |  | Automatic Tank Gauge |  | Automatic flow restrictor (MLLD) | Automatic flow restrictor (MLLD) |  |  | Annual line testing | Annual line testing |  | UST Currently In Use: 2; UST Temp Close: 0; AST Currently In Use: 0; AST Temp Closed: 0 | 2 | 0 | 0 | 17677-091-015586 | REGINALD WILLIAMS
42576 | Permanently Closed | 1993-12-01 | 1981-05-01 | 1993-12-01 | Petroleum | Unleaded gasoline | Unleaded gasoline | Local government | Steel | Steel |  |  | Steel |  | 1901-01-01 | [15 empty] | UST Currently In Use: 0; UST Temp Close: 0; AST Currently In Use: 0; AST Temp Closed: 0 | 0 | 0 | 1 | 17678-097-015587 | TOWN OF CREOLA
42577 | Permanently Closed | 1996-02-16 | 1980-05-01 | 1996-02-16 | Petroleum | Unleaded gasoline | Unleaded gasoline |  | Steel | Steel |  |  | Steel |  | 1901-01-01 | [12 empty] | Annual line testing | Annual line testing |  | UST Currently In Use: 0; UST Temp Close: 0; AST Currently In Use: 0; AST Temp Closed: 0 | 0 | 0 | 3 | 17679-003-015588 | SAFE HARBOR MARINA
42578 | Permanently Closed | 1996-02-16 | 1980-05-01 | 1996-02-16 | Petroleum | Unleaded gasoline | Unleaded gasoline |  | Steel | Steel |  |  | Steel |  | 1901-01-01 | [15 empty] | UST Currently In Use: 0; UST Temp Close: 0; AST Currently In Use: 0; AST Temp Closed: 0 | 0 | 0 | 3 | 17679-003-015588 | SAFE HARBOR MARINA
42579 | Permanently Closed | 1987-12-01 | 1980-05-01 | 1992-10-07 | Petroleum | Unleaded gasoline | Unleaded gasoline |  | Steel | Steel |  |  | Steel |  | 1901-01-01 | [15 empty] | UST Currently In Use: 0; UST Temp Close: 0; AST Currently In Use: 0; AST Temp Closed: 0 | 0 | 0 | 3 | 17679-003-015588 | SAFE HARBOR MARINA
42580 | Permanently Closed | 1995-03-01 | 1986-02-01 | 1995-03-01 | Petroleum | On road diesel | On road diesel | Emergency power generator | Steel | Steel | Interior lined (not allowed as a standalone method of corrosion protection) | Painted or None | Steel |  | 1901-01-01 | [15 empty] | UST Currently In Use: 0; UST Temp Close: 0; AST Currently In Use: 0; AST Temp Closed: 0 | 0 | 0 | 1 | 17680-003-015589 | PHOENIX II OWNERS ASSOCIATION
42581 | Currently in Use |  | 1990-01-01 |  | Petroleum | On road diesel | On road diesel | Bulk facility, Retail | Steel | Steel | Coated & cathodic protection (sti-P3) |  | Fiberglass reinforced plastic |  |  |  | Catchment Basin, Single walled catchment basin | Automatic shutoff device At 95% full, Flow Rest 90% Full | Flow Rest 90% Full |  |  | Continuous Automatic Tank Gauge |  | Automatic flow restrictor (MLLD) | Automatic flow restrictor (MLLD) |  |  | Annual line testing | Annual line testing |  | UST Currently In Use: 4; UST Temp Close: 0; AST Currently In Use: 2; AST Temp Closed: 0 | 4 | 0 | 7 | 12554-041-008156 | J BRYCE SMITH OIL CO INC
42582 | Currently in Use |  | 1991-10-01 |  | Petroleum | Unleaded gasoline | Unleaded gasoline | Bulk facility, Retail | Steel | Steel | Coated & cathodic protection (sti-P3) |  | Fiberglass reinforced plastic |  |  |  | Catchment Basin, Single walled catchment basin | Flow Rest 90% Full | Flow Rest 90% Full |  |  | Continuous Automatic Tank Gauge |  | Automatic flow restrictor (MLLD) | Automatic flow restrictor (MLLD) |  |  | Annual line testing | Annual line testing |  | UST Currently In Use: 4; UST Temp Close: 0; AST Currently In Use: 2; AST Temp Closed: 0 | 4 | 0 | 7 | 12554-041-008156 | J BRYCE SMITH OIL CO INC
42583 | Currently in Use |  | 1991-10-01 |  | Petroleum | Premium gasoline | Premium gasoline | Bulk facility, Retail | Steel | Steel | Coated & cathodic protection (sti-P3) |  | Fiberglass reinforced plastic |  |  |  | Catchment Basin, Single walled catchment basin | Flow Rest 90% Full | Flow Rest 90% Full |  |  | Continuous Automatic Tank Gauge |  | Automatic flow restrictor (MLLD) | Automatic flow restrictor (MLLD) |  |  | Annual line testing | Annual line testing |  | UST Currently In Use: 4; UST Temp Close: 0; AST Currently In Use: 2; AST Temp Closed: 0 | 4 | 0 | 7 | 12554-041-008156 | J BRYCE SMITH OIL CO INC
42584 | Permanently Closed | 1993-12-01 | 1990-01-01 | 1993-12-01 | Petroleum | On road diesel | On road diesel | Bulk facility, Retail | Steel | Steel | Coated & cathodic protection (sti-P3) |  | Fiberglass reinforced plastic |  | 1901-01-01 |  | Catchment Basin, Single walled catchment basin | Flow Rest 90% Full | Flow Rest 90% Full | [8 empty] | Annual line testing | Annual line testing |  | UST Currently In Use: 4; UST Temp Close: 0; AST Currently In Use: 2; AST Temp Closed: 0 | 4 | 0 | 7 | 12554-041-008156 | J BRYCE SMITH OIL CO INC
42585 | Currently in Use |  | 1991-11-07 |  | Petroleum | Unleaded gasoline | Unleaded gasoline | Retail | Steel | Steel | Coated & cathodic protection (sti-P3) |  | Fiberglass reinforced plastic |  |  |  | Catchment Basin, Single walled catchment basin | Flow Rest 90% Full | Flow Rest 90% Full |  |  | Automatic Tank Gauge |  | Automatic flow restrictor (MLLD), Containment Sump | Containment Sump |  |  | Annual line testing | Annual line testing |  | UST Currently In Use: 5; UST Temp Close: 0; AST Currently In Use: 0; AST Temp Closed: 0 | 5 | 0 | 5 | 25315-097-010429 | NEZAM RAMDEEN
42586 | Currently in Use |  | 1991-11-07 |  | Petroleum | On road diesel | On road diesel | Retail | Steel | Steel | Coated & cathodic protection (sti-P3) |  | Fiberglass reinforced plastic |  |  |  | Catchment Basin, Single walled catchment basin | Flow Rest 90% Full | Flow Rest 90% Full |  |  | Automatic Tank Gauge | [8 empty] | UST Currently In Use: 5; UST Temp Close: 0; AST Currently In Use: 0; AST Temp Closed: 0 | 5 | 0 | 5 | 25315-097-010429 | NEZAM RAMDEEN
42587 | Currently in Use |  | 1991-11-07 |  | Petroleum | Premium gasoline | Premium gasoline | Retail | Steel | Steel | Coated & cathodic protection (sti-P3) |  | Fiberglass reinforced plastic |  |  |  | Catchment Basin, Single walled catchment basin | Flow Rest 90% Full | Flow Rest 90% Full |  |  | Automatic Tank Gauge |  | Automatic flow restrictor (MLLD), Containment Sump | Containment Sump |  |  | Annual line testing | Annual line testing |  | UST Currently In Use: 5; UST Temp Close: 0; AST Currently In Use: 0; AST Temp Closed: 0 | 5 | 0 | 5 | 25315-097-010429 | NEZAM RAMDEEN
42588 | Currently in Use |  | 1991-11-07 |  | Petroleum | On road diesel | On road diesel | Retail | Steel | Steel | Coated & cathodic protection (sti-P3) |  | Fiberglass reinforced plastic |  |  |  | Catchment Basin, Single walled catchment basin | Automatic shutoff device At 95% full | Automatic shutoff device At 95% full |  |  | Automatic Tank Gauge | [8 empty] | UST Currently In Use: 5; UST Temp Close: 0; AST Currently In Use: 0; AST Temp Closed: 0 | 5 | 0 | 5 | 25315-097-010429 | NEZAM RAMDEEN
42589 | Currently in Use |  | 1987-06-07 |  | Petroleum | Unleaded gasoline | Unleaded gasoline | Retail | Single Wall, Steel | Steel | Coated & cathodic protection (sti-P3) |  | Fiberglass reinforced plastic, Single Wall |  |  | Other, FLXS ISOLA | Catchment Basin, Single walled catchment basin | Automatic shutoff device At 95% full | Automatic shutoff device At 95% full |  |  | Statistical Inventory Reconciliation (SIR) |  | Automatic flow restrictor (MLLD) | Automatic flow restrictor (MLLD) |  |  | Statistical inventory reconciliation (SIR) | Statistical inventory reconciliation (SIR) |  | UST Currently In Use: 3; UST Temp Close: 0; AST Currently In Use: 0; AST Temp Closed: 0 | 3 | 0 | 0 | 21565-111-015483 | J S LLC
42590 | Currently in Use |  | 1987-06-07 |  | Petroleum | Unleaded gasoline | Unleaded gasoline | Retail | Single Wall, Steel | Steel | Coated & cathodic protection (sti-P3) |  | Fiberglass reinforced plastic, Single Wall |  |  | Other, FLXS ISOLA | Catchment Basin, Single walled catchment basin | Automatic shutoff device At 95% full | Automatic shutoff device At 95% full |  |  | Statistical Inventory Reconciliation (SIR) |  | Automatic flow restrictor (MLLD) | Automatic flow restrictor (MLLD) |  |  | Statistical inventory reconciliation (SIR) | Statistical inventory reconciliation (SIR) |  | UST Currently In Use: 3; UST Temp Close: 0; AST Currently In Use: 0; AST Temp Closed: 0 | 3 | 0 | 0 | 21565-111-015483 | J S LLC
42591 | Currently in Use |  | 1987-06-07 |  | Petroleum | On road diesel | On road diesel | Retail | Single Wall, Steel | Steel | Coated & cathodic protection (sti-P3) |  | Fiberglass reinforced plastic, Single Wall |  |  | Other, FLXS ISOLA | Catchment Basin, Single walled catchment basin | Automatic shutoff device At 95% full | Automatic shutoff device At 95% full |  |  | Statistical Inventory Reconciliation (SIR) |  | Automatic flow restrictor (MLLD) | Automatic flow restrictor (MLLD) |  |  | Statistical inventory reconciliation (SIR) | Statistical inventory reconciliation (SIR) |  | UST Currently In Use: 3; UST Temp Close: 0; AST Currently In Use: 0; AST Temp Closed: 0 | 3 | 0 | 0 | 21565-111-015483 | J S LLC
42592 | Currently in Use |  | 1991-08-16 |  | Petroleum | Unleaded gasoline | Unleaded gasoline | Retail | Steel | Steel | Coated & cathodic protection (sti-P3) |  | Fiberglass reinforced plastic |  |  |  | Catchment Basin, Single walled catchment basin | Automatic shutoff device At 95% full, Flow Rest 90% Full | Flow Rest 90% Full |  |  | Continuous Automatic Tank Gauge |  | Automatic flow restrictor (MLLD) | Automatic flow restrictor (MLLD) |  |  | Annual line testing | Annual line testing |  | UST Currently In Use: 4; UST Temp Close: 0; AST Currently In Use: 0; AST Temp Closed: 0 | 4 | 0 | 1 | 17153-113-015515 | B W CAPPS & SON
42593 | Currently in Use |  | 1991-08-16 |  | Petroleum | Premium gasoline | Premium gasoline | Retail | Steel | Steel | Coated & cathodic protection (sti-P3) |  | Fiberglass reinforced plastic |  |  |  | Catchment Basin, Single walled catchment basin | Automatic shutoff device At 95% full, Flow Rest 90% Full | Flow Rest 90% Full |  |  | Continuous Automatic Tank Gauge |  | Automatic flow restrictor (MLLD) | Automatic flow restrictor (MLLD) |  |  | Annual line testing | Annual line testing |  | UST Currently In Use: 4; UST Temp Close: 0; AST Currently In Use: 0; AST Temp Closed: 0 | 4 | 0 | 1 | 17153-113-015515 | B W CAPPS & SON
42594 | Currently in Use |  | 1991-08-16 |  | Petroleum | Unleaded gasoline | Unleaded gasoline | Retail | Steel | Steel | Coated & cathodic protection (sti-P3) |  | Fiberglass reinforced plastic |  |  |  | Catchment Basin, Single walled catchment basin | Automatic shutoff device At 95% full, Flow Rest 90% Full | Flow Rest 90% Full |  |  | Continuous Automatic Tank Gauge |  | Automatic flow restrictor (MLLD) | Automatic flow restrictor (MLLD) |  |  | Annual line testing | Annual line testing |  | UST Currently In Use: 4; UST Temp Close: 0; AST Currently In Use: 0; AST Temp Closed: 0 | 4 | 0 | 1 | 17153-113-015515 | B W CAPPS & SON
42595 | Currently in Use |  | 1991-08-16 |  | Petroleum | On road diesel | On road diesel | Retail | Steel | Steel | Coated & cathodic protection (sti-P3) |  | Fiberglass reinforced plastic |  |  |  | Catchment Basin, Single walled catchment basin | Automatic shutoff device At 95% full, Flow Rest 90% Full | Flow Rest 90% Full |  |  | Continuous Automatic Tank Gauge |  | Automatic flow restrictor (MLLD) | Automatic flow restrictor (MLLD) |  |  | Annual line testing | Annual line testing |  | UST Currently In Use: 4; UST Temp Close: 0; AST Currently In Use: 0; AST Temp Closed: 0 | 4 | 0 | 1 | 17153-113-015515 | B W CAPPS & SON
42596 | Permanently Closed | 1996-05-03 | 1991-08-16 | 1996-05-03 | Petroleum | Kerosene | Kerosene | Retail | Steel | Steel | Coated & cathodic protection (sti-P3) |  | Fiberglass reinforced plastic |  | 1901-01-01 | None, FBR | Catchment Basin, Single walled catchment basin | Flow Rest 90% Full | Flow Rest 90% Full | [11 empty] | UST Currently In Use: 4; UST Temp Close: 0; AST Currently In Use: 0; AST Temp Closed: 0 | 4 | 0 | 1 | 17153-113-015515 | B W CAPPS & SON
42597 | Currently in Use |  | 1991-04-10 |  | Petroleum | Unleaded gasoline | Unleaded gasoline | Retail | Single Wall, Steel | Steel | Coated & cathodic protection (sti-P3) |  | Double Wall, Fiberglass reinforced plastic |  |  |  | Catchment Basin, Single walled catchment basin | Flow Rest 90% Full | Flow Rest 90% Full |  |  | Automatic Tank Gauge |  | Automatic flow restrictor (MLLD), Containment Sump | Containment Sump |  |  | Annual line testing | Annual line testing |  | UST Currently In Use: 3; UST Temp Close: 0; AST Currently In Use: 0; AST Temp Closed: 0 | 3 | 0 | 4 | 25402-121-005826 | NAVJOT KAUR & AMANDEEP SINGH
42598 | Currently in Use |  | 1991-04-10 |  | Petroleum | Mid-grade gasoline | Mid-grade gasoline | Retail | Single Wall, Steel | Steel | Coated & cathodic protection (sti-P3) |  | Double Wall, Fiberglass reinforced plastic |  |  |  | Catchment Basin, Single walled catchment basin | Flow Rest 90% Full | Flow Rest 90% Full |  |  | Automatic Tank Gauge |  | Automatic flow restrictor (MLLD), Containment Sump | Containment Sump |  |  | Annual line testing | Annual line testing |  | UST Currently In Use: 3; UST Temp Close: 0; AST Currently In Use: 0; AST Temp Closed: 0 | 3 | 0 | 4 | 25402-121-005826 | NAVJOT KAUR & AMANDEEP SINGH
42599 | Currently in Use |  | 1991-04-10 |  | Petroleum | Premium gasoline | Premium gasoline | Retail | Single Wall, Steel | Steel | Coated & cathodic protection (sti-P3) |  | Double Wall, Fiberglass reinforced plastic |  |  |  | Catchment Basin, Single walled catchment basin | Flow Rest 90% Full | Flow Rest 90% Full |  |  | Automatic Tank Gauge |  | Automatic flow restrictor (MLLD), Containment Sump | Containment Sump |  |  | Annual line testing | Annual line testing |  | UST Currently In Use: 3; UST Temp Close: 0; AST Currently In Use: 0; AST Temp Closed: 0 | 3 | 0 | 4 | 25402-121-005826 | NAVJOT KAUR & AMANDEEP SINGH
42600 | Permanently Closed | 2008-01-25 | 1987-01-01 | 2008-01-25 | Petroleum | Unleaded gasoline | Unleaded gasoline | State/federal government | Fiberglass reinforced plastic | Fiberglass reinforced plastic |  |  | Fiberglass reinforced plastic |  | 1901-01-01 | None | Catchment Basin, Single walled catchment basin | Automatic shutoff device At 95% full | Automatic shutoff device At 95% full |  |  | Statistical Inventory Reconciliation (SIR) | [5 empty] | Statistical inventory reconciliation (SIR) | Statistical inventory reconciliation (SIR) |  | UST Currently In Use: 0; UST Temp Close: 0; AST Currently In Use: 0; AST Temp Closed: 0 | 0 | 0 | 3 | 17659-113-015516 | FT MITCHELL NATIONAL CEMETERY
42601 | Permanently Closed | 2008-01-25 | 1987-01-01 | 2008-01-25 | Petroleum | On road diesel | On road diesel | State/federal government | Fiberglass reinforced plastic | Fiberglass reinforced plastic |  |  | Fiberglass reinforced plastic |  | 1901-01-01 | None | Catchment Basin, Single walled catchment basin | Automatic shutoff device At 95% full | Automatic shutoff device At 95% full |  |  | Statistical Inventory Reconciliation (SIR) | [5 empty] | Statistical inventory reconciliation (SIR) | Statistical inventory reconciliation (SIR) |  | UST Currently In Use: 0; UST Temp Close: 0; AST Currently In Use: 0; AST Temp Closed: 0 | 0 | 0 | 3 | 17659-113-015516 | FT MITCHELL NATIONAL CEMETERY
42602 | Permanently Closed | 2008-01-25 | 1987-01-01 | 2008-01-25 | Petroleum | Unleaded gasoline | Unleaded gasoline | State/federal government | Fiberglass reinforced plastic | Fiberglass reinforced plastic |  |  | Fiberglass reinforced plastic |  | 1901-01-01 | None | Catchment Basin, Single walled catchment basin | Automatic shutoff device At 95% full | Automatic shutoff device At 95% full |  |  | Statistical Inventory Reconciliation (SIR) | [8 empty] | UST Currently In Use: 0; UST Temp Close: 0; AST Currently In Use: 0; AST Temp Closed: 0 | 0 | 0 | 3 | 17659-113-015516 | FT MITCHELL NATIONAL CEMETERY
42603 | Permanently Closed | 1996-07-01 | 1976-01-01 | 1996-07-08 | Petroleum | Unleaded gasoline | Unleaded gasoline | Retail | Steel | Steel |  |  | Steel | [17 empty] | UST Currently In Use: 3; UST Temp Close: 0; AST Currently In Use: 0; AST Temp Closed: 0 | 3 | 0 | 3 | 23470-069-005758 | TERRY ODOM
42604 | Temporary Closed | 2010-01-31 | 1990-08-01 |  | Petroleum | Unleaded gasoline | Unleaded gasoline | Retail | Single Wall, Steel | Steel | Coated & cathodic protection (sti-P3) |  | Double Wall, Fiberglass reinforced plastic |  |  |  | Catchment Basin, Single walled catchment basin | Flow Rest 90% Full | Flow Rest 90% Full |  |  | Statistical Inventory Reconciliation (SIR) |  | Automatic flow restrictor (MLLD) | Automatic flow restrictor (MLLD) |  |  | Statistical inventory reconciliation (SIR) | Statistical inventory reconciliation (SIR) |  | UST Currently In Use: 0; UST Temp Close: 5; AST Currently In Use: 0; AST Temp Closed: 0 | 0 | 5 | 5 | 10825-089-001623 | CAMPBELL AND SONS OIL COMPANY, INC.
42605 | Temporary Closed | 2010-01-31 | 1990-08-01 |  | Petroleum | Mid-grade gasoline | Mid-grade gasoline | Retail | Single Wall, Steel | Steel | Coated & cathodic protection (sti-P3) |  | Double Wall, Fiberglass reinforced plastic |  |  |  | Catchment Basin, Single walled catchment basin | Flow Rest 90% Full | Flow Rest 90% Full |  |  | Statistical Inventory Reconciliation (SIR) |  | Automatic flow restrictor (MLLD) | Automatic flow restrictor (MLLD) |  |  | Statistical inventory reconciliation (SIR) | Statistical inventory reconciliation (SIR) |  | UST Currently In Use: 0; UST Temp Close: 5; AST Currently In Use: 0; AST Temp Closed: 0 | 0 | 5 | 5 | 10825-089-001623 | CAMPBELL AND SONS OIL COMPANY, INC.
42606 | Temporary Closed | 2010-01-31 | 1990-08-01 |  | Petroleum | Premium gasoline | Premium gasoline | Retail | Single Wall, Steel | Steel | Coated & cathodic protection (sti-P3) |  | Double Wall, Fiberglass reinforced plastic |  |  |  | Catchment Basin, Single walled catchment basin | Flow Rest 90% Full | Flow Rest 90% Full |  |  | Statistical Inventory Reconciliation (SIR) |  | Automatic flow restrictor (MLLD) | Automatic flow restrictor (MLLD) |  |  | Statistical inventory reconciliation (SIR) | Statistical inventory reconciliation (SIR) |  | UST Currently In Use: 0; UST Temp Close: 5; AST Currently In Use: 0; AST Temp Closed: 0 | 0 | 5 | 5 | 10825-089-001623 | CAMPBELL AND SONS OIL COMPANY, INC.
42607 | Temporary Closed | 2010-01-31 | 1990-08-01 |  | Petroleum | On road diesel | On road diesel | Retail | Single Wall, Steel | Steel | Coated & cathodic protection (sti-P3) |  | Double Wall, Fiberglass reinforced plastic |  |  |  | Catchment Basin, Single walled catchment basin | Flow Rest 90% Full | Flow Rest 90% Full |  |  | Statistical Inventory Reconciliation (SIR) |  | Automatic flow restrictor (MLLD) | Automatic flow restrictor (MLLD) |  |  | Statistical inventory reconciliation (SIR) | Statistical inventory reconciliation (SIR) |  | UST Currently In Use: 0; UST Temp Close: 5; AST Currently In Use: 0; AST Temp Closed: 0 | 0 | 5 | 5 | 10825-089-001623 | CAMPBELL AND SONS OIL COMPANY, INC.
42608 | Temporary Closed | 2010-01-31 | 1990-08-01 |  | Petroleum | Kerosene | Kerosene | Retail | Single Wall, Steel | Steel | Coated & cathodic protection (sti-P3) |  | Double Wall, Fiberglass reinforced plastic |  |  |  | Catchment Basin, Single walled catchment basin | Flow Rest 90% Full | Flow Rest 90% Full |  |  | Statistical Inventory Reconciliation (SIR) |  | Automatic flow restrictor (MLLD) | Automatic flow restrictor (MLLD) |  |  | Statistical inventory reconciliation (SIR) | Statistical inventory reconciliation (SIR) |  | UST Currently In Use: 0; UST Temp Close: 5; AST Currently In Use: 0; AST Temp Closed: 0 | 0 | 5 | 5 | 10825-089-001623 | CAMPBELL AND SONS OIL COMPANY, INC.
42609 | Currently in Use |  | 1990-07-01 |  | Petroleum | Unleaded gasoline | Unleaded gasoline | Retail | Single Wall, Steel | Steel | Coated & cathodic protection (sti-P3) |  | Double Wall, Fiberglass reinforced plastic |  | 1901-01-01 |  | Catchment Basin, Single walled catchment basin | Flow Rest 90% Full | Flow Rest 90% Full |  |  | Continuous Automatic Tank Gauge |  | Automatic shutoff device (AELLD), Sump sensor relayed to automatically shut off submersible pump, SLAVE | Sump sensor relayed to automatically shut off submersible pump | [5 empty] | UST Currently In Use: 5; UST Temp Close: 0; AST Currently In Use: 0; AST Temp Closed: 0 | 5 | 0 | 3 | 25265-089-001625 | LGWS/CROSS AMERICA PARTNERS
42610 | Currently in Use |  | 1990-07-01 |  | Petroleum | Unleaded gasoline | Unleaded gasoline | Retail | Single Wall, Steel | Steel | Coated & cathodic protection (sti-P3) |  | Double Wall, Fiberglass reinforced plastic |  | 1901-01-01 |  | Catchment Basin, Single walled catchment basin | Flow Rest 90% Full | Flow Rest 90% Full |  |  | Continuous Automatic Tank Gauge |  | Automatic shutoff device (AELLD) | Automatic shutoff device (AELLD) | [5 empty] | UST Currently In Use: 5; UST Temp Close: 0; AST Currently In Use: 0; AST Temp Closed: 0 | 5 | 0 | 3 | 25265-089-001625 | LGWS/CROSS AMERICA PARTNERS
42611 | Currently in Use |  | 1990-07-01 |  | Petroleum | Premium gasoline | Premium gasoline | Retail | Single Wall, Steel | Steel | Coated & cathodic protection (sti-P3) |  | Double Wall, Fiberglass reinforced plastic |  | 1901-01-01 |  | Catchment Basin, Single walled catchment basin | Flow Rest 90% Full | Flow Rest 90% Full |  |  | Continuous Automatic Tank Gauge |  | Automatic shutoff device (AELLD) | Automatic shutoff device (AELLD) | [5 empty] | UST Currently In Use: 5; UST Temp Close: 0; AST Currently In Use: 0; AST Temp Closed: 0 | 5 | 0 | 3 | 25265-089-001625 | LGWS/CROSS AMERICA PARTNERS
42612 | Currently in Use |  | 1990-07-01 |  | Petroleum | On road diesel | On road diesel | Retail | Single Wall, Steel | Steel | Coated & cathodic protection (sti-P3) |  | Double Wall, Fiberglass reinforced plastic |  | 1901-01-01 |  | Catchment Basin, Single walled catchment basin | Flow Rest 90% Full | Flow Rest 90% Full |  |  | Continuous Automatic Tank Gauge |  | Automatic shutoff device (AELLD), Containment Sump | Containment Sump | [5 empty] | UST Currently In Use: 5; UST Temp Close: 0; AST Currently In Use: 0; AST Temp Closed: 0 | 5 | 0 | 3 | 25265-089-001625 | LGWS/CROSS AMERICA PARTNERS
42613 | Currently in Use |  | 1990-07-01 |  | Petroleum | On road diesel | On road diesel | Retail | Single Wall, Steel | Steel | Coated & cathodic protection (sti-P3) |  | Double Wall, Fiberglass reinforced plastic |  | 1901-01-01 |  | Catchment Basin, Single walled catchment basin | Flow Rest 90% Full | Flow Rest 90% Full |  |  | Continuous Automatic Tank Gauge |  | Automatic shutoff device (AELLD) | Automatic shutoff device (AELLD) | [5 empty] | UST Currently In Use: 5; UST Temp Close: 0; AST Currently In Use: 0; AST Temp Closed: 0 | 5 | 0 | 3 | 25265-089-001625 | LGWS/CROSS AMERICA PARTNERS
42616 | Temporary Closed | 2014-01-01 | 1991-12-02 |  | Petroleum | Unleaded gasoline | Unleaded gasoline | Industrial | Fiberglass reinforced plastic | Fiberglass reinforced plastic |  |  | Fiberglass reinforced plastic |  | 1901-01-01 |  | Catchment Basin, Single walled catchment basin | Audible high level alarm At 90% full, Flow Rest 90% Full | Flow Rest 90% Full |  |  | Continuous Automatic Tank Gauge | [8 empty] | UST Currently In Use: 2; UST Temp Close: 1; AST Currently In Use: 0; AST Temp Closed: 0 | 2 | 1 | 6 | 10702-073-002690 | BROWNING FERRIS INDUSTRIES
42617 | Currently in Use |  | 1991-12-02 |  | Petroleum | On road diesel | On road diesel | Industrial | Double Wall, Fiberglass reinforced plastic | Fiberglass reinforced plastic |  |  | Double Wall, Fiberglass reinforced plastic, 2 PIECES |  | 1901-01-01 |  | Catchment Basin, Single walled catchment basin | Audible high level alarm At 90% full, Flow Rest 90% Full | Flow Rest 90% Full |  |  | Continuous Automatic Tank Gauge |  | Automatic flow restrictor (MLLD), Containment Sump | Containment Sump |  |  | Annual line testing | Annual line testing |  | UST Currently In Use: 2; UST Temp Close: 1; AST Currently In Use: 0; AST Temp Closed: 0 | 2 | 1 | 6 | 10702-073-002690 | BROWNING FERRIS INDUSTRIES
42618 | Currently in Use |  | 1991-12-02 |  | Petroleum | On road diesel | On road diesel | Industrial | Double Wall, Fiberglass reinforced plastic | Fiberglass reinforced plastic | Other |  | Double Wall, Fiberglass reinforced plastic, 2 PIECES |  | 1901-01-01 |  | Catchment Basin, Single walled catchment basin | Audible high level alarm At 90% full, Flow Rest 90% Full | Flow Rest 90% Full |  |  | Continuous Automatic Tank Gauge |  | Automatic flow restrictor (MLLD), Containment Sump | Containment Sump |  |  | Annual line testing | Annual line testing |  | UST Currently In Use: 2; UST Temp Close: 1; AST Currently In Use: 0; AST Temp Closed: 0 | 2 | 1 | 6 | 10702-073-002690 | BROWNING FERRIS INDUSTRIES
42619 | Permanently Closed | 2001-09-12 | 1987-09-01 | 2004-01-08 | Petroleum | On road diesel | On road diesel |  | Steel | Steel |  | Painted or None | Steel |  | 1901-01-01 | [15 empty] | UST Currently In Use: 0; UST Temp Close: 0; AST Currently In Use: 0; AST Temp Closed: 0 | 0 | 0 | 3 | 13672-123-008372 | NORTH ALABAMA EXPRESS INC
42620 | Currently in Use |  | 1991-09-15 |  | Petroleum | Unleaded gasoline | Unleaded gasoline | Retail | Steel | Steel | Coated & cathodic protection (sti-P3) |  | Double Wall, Fiberglass reinforced plastic |  |  |  | Catchment Basin, Single walled catchment basin | Flow Rest 90% Full | Flow Rest 90% Full |  |  | Automatic Tank Gauge |  | Automatic flow restrictor (MLLD) | Automatic flow restrictor (MLLD) |  |  | Annual line testing | Annual line testing |  | UST Currently In Use: 3; UST Temp Close: 1; AST Currently In Use: 0; AST Temp Closed: 0 | 3 | 1 | 0 | 13338-119-015590 | MCBRIDE OIL COMPANY, INC.
42621 | Temporary Closed | 2014-12-17 | 1991-09-15 |  | Petroleum | Mid-grade gasoline | Mid-grade gasoline | Retail | Steel | Steel | Coated & cathodic protection (sti-P3) |  | Double Wall, Fiberglass reinforced plastic |  |  |  | Catchment Basin, Single walled catchment basin | Flow Rest 90% Full | Flow Rest 90% Full |  |  |  |  | Automatic flow restrictor (MLLD) | Automatic flow restrictor (MLLD) |  |  | Annual line testing | Annual line testing |  | UST Currently In Use: 3; UST Temp Close: 1; AST Currently In Use: 0; AST Temp Closed: 0 | 3 | 1 | 0 | 13338-119-015590 | MCBRIDE OIL COMPANY, INC.
42622 | Currently in Use |  | 1991-09-15 |  | Petroleum | Premium gasoline | Premium gasoline | Retail | Steel | Steel | Coated & cathodic protection (sti-P3) |  | Double Wall, Fiberglass reinforced plastic |  |  |  | Catchment Basin, Single walled catchment basin | Flow Rest 90% Full | Flow Rest 90% Full |  |  | Automatic Tank Gauge |  | Automatic flow restrictor (MLLD) | Automatic flow restrictor (MLLD) |  |  | Annual line testing | Annual line testing |  | UST Currently In Use: 3; UST Temp Close: 1; AST Currently In Use: 0; AST Temp Closed: 0 | 3 | 1 | 0 | 13338-119-015590 | MCBRIDE OIL COMPANY, INC.
42623 | Currently in Use |  | 1991-10-03 |  | Petroleum | On road diesel | On road diesel | Retail | Steel | Steel | Coated & cathodic protection (sti-P3) |  | Double Wall, Fiberglass reinforced plastic |  |  |  | Catchment Basin, Single walled catchment basin | Flow Rest 90% Full | Flow Rest 90% Full |  |  | Automatic Tank Gauge |  | Automatic flow restrictor (MLLD), Containment Sump | Containment Sump |  |  | Annual line testing | Annual line testing |  | UST Currently In Use: 3; UST Temp Close: 1; AST Currently In Use: 0; AST Temp Closed: 0 | 3 | 1 | 0 | 13338-119-015590 | MCBRIDE OIL COMPANY, INC.
42624 | Currently in Use |  | 1991-10-23 |  | Petroleum | Unleaded gasoline | Unleaded gasoline | Retail | Single Wall, Steel | Steel | Coated & cathodic protection (sti-P3) |  | Double Wall, Fiberglass reinforced plastic |  |  |  | Catchment Basin, Single walled catchment basin | Flow Rest 90% Full | Flow Rest 90% Full |  |  | Automatic Tank Gauge | Single walled submersible pump containment sump | Automatic flow restrictor (MLLD) | Automatic flow restrictor (MLLD) |  | SENSOR TO ATG | Annual line testing | Annual line testing |  | UST Currently In Use: 2; UST Temp Close: 0; AST Currently In Use: 0; AST Temp Closed: 0 | 2 | 0 | 3 | 14281-103-008351 | JAMES WEAVER
42625 | Currently in Use |  | 1991-04-10 |  | Petroleum | Unleaded gasoline | Unleaded gasoline | Retail | Single Wall, Steel | Steel | Coated & cathodic protection (sti-P3) |  | Fiberglass reinforced plastic, Single Wall |  |  |  | Catchment Basin, Single walled catchment basin | Automatic shutoff device At 95% full | Automatic shutoff device At 95% full |  |  | Statistical Inventory Reconciliation (SIR) | [8 empty] | UST Currently In Use: 4; UST Temp Close: 0; AST Currently In Use: 0; AST Temp Closed: 0 | 4 | 0 | 3 | 13284-093-006865 | H.L. MARTIN DISTRIBUTING CO.
42626 | Currently in Use |  | 1991-04-10 |  | Petroleum | Unleaded gasoline | Unleaded gasoline | Retail | Single Wall, Steel | Steel | Coated & cathodic protection (sti-P3) |  | Fiberglass reinforced plastic, Single Wall |  |  |  | Catchment Basin, Single walled catchment basin | Automatic shutoff device At 95% full | Automatic shutoff device At 95% full |  |  | Statistical Inventory Reconciliation (SIR) | [8 empty] | UST Currently In Use: 4; UST Temp Close: 0; AST Currently In Use: 0; AST Temp Closed: 0 | 4 | 0 | 3 | 13284-093-006865 | H.L. MARTIN DISTRIBUTING CO.
42627 | Currently in Use |  | 1991-04-10 |  | Petroleum | Unleaded gasoline | Unleaded gasoline | Retail | Single Wall, Steel | Steel | Coated & cathodic protection (sti-P3) |  | Fiberglass reinforced plastic, Single Wall |  |  |  | Catchment Basin, Single walled catchment basin | Automatic shutoff device At 95% full | Automatic shutoff device At 95% full |  |  | Statistical Inventory Reconciliation (SIR) | [8 empty] | UST Currently In Use: 4; UST Temp Close: 0; AST Currently In Use: 0; AST Temp Closed: 0 | 4 | 0 | 3 | 13284-093-006865 | H.L. MARTIN DISTRIBUTING CO.
42628 | Permanently Closed | 2022-11-12 | 1989-07-19 | 2024-01-17 | Petroleum | Unleaded gasoline | Unleaded gasoline | Local Government | Fiberglass reinforced plastic | Fiberglass reinforced plastic |  |  | Fiberglass reinforced plastic |  | 1901-01-01 |  | Catchment Basin, Single walled catchment basin | Flow Rest 90% Full | Flow Rest 90% Full | Interstitial Monitoring within Secondary Containment | SENSOR TO ATG | Continuous Automatic Tank Gauge |  | Automatic flow restrictor (MLLD), Containment Sump | Containment Sump |  |  | Annual line testing | Annual line testing |  | UST Currently In Use: 0; UST Temp Close: 0; AST Currently In Use: 0; AST Temp Closed: 0 | 0 | 0 | 1 | 11054-097-015591 | CITY OF MOBILE
42630 | Permanently Closed | 1993-12-20 | 1980-01-01 | 1995-12-20 | Petroleum | Unleaded gasoline | Unleaded gasoline | Retail | Steel | Steel |  |  | Steel |  | 1901-01-01 | [6 empty] | Other |  | Other, INV RECORD | Other |  |  | Other, INV RECORD | Other |  | UST Currently In Use: 0; UST Temp Close: 0; AST Currently In Use: 0; AST Temp Closed: 0 | 0 | 0 | 3 | 17663-121-015517 | RUTH Y WALTON
42631 | Permanently Closed | 1993-12-20 | 1980-01-01 | 1995-12-20 | Petroleum | Unleaded gasoline | Unleaded gasoline | Retail | Steel | Steel |  |  | Steel |  | 1901-01-01 | [6 empty] | Other |  | Other, INV RECORD | Other |  |  | Other, INV RECORD | Other |  | UST Currently In Use: 0; UST Temp Close: 0; AST Currently In Use: 0; AST Temp Closed: 0 | 0 | 0 | 3 | 17663-121-015517 | RUTH Y WALTON
42632 | Permanently Closed | 1993-12-20 | 1980-01-01 | 1995-12-20 | Petroleum | Unleaded gasoline | Unleaded gasoline | Retail | Steel | Steel |  |  | Steel |  | 1901-01-01 | [6 empty] | Other |  | Other, INV RECORD | Other |  |  | Other, INV RECORD | Other |  | UST Currently In Use: 0; UST Temp Close: 0; AST Currently In Use: 0; AST Temp Closed: 0 | 0 | 0 | 3 | 17663-121-015517 | RUTH Y WALTON
42633 | Permanently Closed | 2010-06-01 | 1991-09-27 | 2012-10-31 | Petroleum | Unleaded gasoline | Unleaded gasoline | Retail | Steel | Steel | Coated & cathodic protection (sti-P3) |  | Fiberglass reinforced plastic |  |  | Other, FLXS ISOLA | Catchment Basin, Single walled catchment basin | Flow Rest 90% Full | Flow Rest 90% Full |  |  | Continuous Automatic Tank Gauge |  | Automatic shutoff device (AELLD) | Automatic shutoff device (AELLD) | [5 empty] | UST Currently In Use: 0; UST Temp Close: 0; AST Currently In Use: 0; AST Temp Closed: 0 | 0 | 0 | 4 | 23879-051-015110 | 2579 COBBS FORD LLC
42634 | Permanently Closed | 2010-06-01 | 1991-09-27 | 2012-10-31 | Petroleum | Unleaded gasoline | Unleaded gasoline | Retail | Steel | Steel | Coated & cathodic protection (sti-P3) |  | Fiberglass reinforced plastic |  |  | Other, FLXS ISOLA | Catchment Basin, Single walled catchment basin | Flow Rest 90% Full | Flow Rest 90% Full |  |  | Continuous Automatic Tank Gauge |  | Automatic shutoff device (AELLD) | Automatic shutoff device (AELLD) | [5 empty] | UST Currently In Use: 0; UST Temp Close: 0; AST Currently In Use: 0; AST Temp Closed: 0 | 0 | 0 | 4 | 23879-051-015110 | 2579 COBBS FORD LLC
42635 | Permanently Closed | 2010-06-01 | 1991-09-27 | 2012-10-31 | Petroleum | Premium gasoline | Premium gasoline | Retail | Steel | Steel | Coated & cathodic protection (sti-P3) |  | Fiberglass reinforced plastic |  |  | Other, FLXS ISOLA | Catchment Basin, Single walled catchment basin | Flow Rest 90% Full | Flow Rest 90% Full |  |  | Continuous Automatic Tank Gauge |  | Automatic shutoff device (AELLD) | Automatic shutoff device (AELLD) | [5 empty] | UST Currently In Use: 0; UST Temp Close: 0; AST Currently In Use: 0; AST Temp Closed: 0 | 0 | 0 | 4 | 23879-051-015110 | 2579 COBBS FORD LLC
42636 | Permanently Closed | 2010-06-01 | 1991-09-27 | 2012-10-31 | Petroleum | On road diesel | On road diesel | Retail | Steel | Steel | Coated & cathodic protection (sti-P3) |  | Fiberglass reinforced plastic |  |  | Other, FLXS ISOLA | Catchment Basin, Single walled catchment basin | Flow Rest 90% Full | Flow Rest 90% Full |  |  | Continuous Automatic Tank Gauge |  | Automatic shutoff device (AELLD) | Automatic shutoff device (AELLD) | [5 empty] | UST Currently In Use: 0; UST Temp Close: 0; AST Currently In Use: 0; AST Temp Closed: 0 | 0 | 0 | 4 | 23879-051-015110 | 2579 COBBS FORD LLC
42637 | Temporary Closed | 2007-09-01 | 1990-10-06 |  | Petroleum | Unleaded gasoline | Unleaded gasoline | Retail | Steel | Steel | Coated & cathodic protection (sti-P3) |  | Fiberglass reinforced plastic |  |  |  | Catchment Basin, Single walled catchment basin | Automatic shutoff device At 95% full, Flow Rest 90% Full | Flow Rest 90% Full |  |  | Continuous Automatic Tank Gauge | [8 empty] | UST Currently In Use: 0; UST Temp Close: 2; AST Currently In Use: 0; AST Temp Closed: 0 | 0 | 2 | 0 | 25911-121-015518 | MATHEW & SCOTTILYN MCCLELLAN
42638 | Temporary Closed | 2007-09-01 | 1990-09-15 |  | Petroleum | Premium gasoline | Premium gasoline |  | Steel | Steel | Coated & cathodic protection (sti-P3) |  | Fiberglass reinforced plastic |  |  |  | Catchment Basin, Single walled catchment basin | Audible high level alarm At 90% full, Automatic shutoff device At 95% full | Automatic shutoff device At 95% full |  |  | Continuous Automatic Tank Gauge | [8 empty] | UST Currently In Use: 0; UST Temp Close: 2; AST Currently In Use: 0; AST Temp Closed: 0 | 0 | 2 | 0 | 25911-121-015518 | MATHEW & SCOTTILYN MCCLELLAN
42639 | Permanently Closed | 2008-01-01 | 1991-09-24 | 2008-04-02 | Petroleum | Unleaded gasoline | Unleaded gasoline | Retail | Steel | Steel | Coated & cathodic protection (sti-P3) |  | Fiberglass reinforced plastic |  | 1901-01-01 | None | Catchment Basin, Single walled catchment basin | Flow Rest 90% Full | Flow Rest 90% Full | [8 empty] | Annual line testing | Annual line testing |  | UST Currently In Use: 0; UST Temp Close: 0; AST Currently In Use: 0; AST Temp Closed: 0 | 0 | 0 | 6 | 22982-109-003141 | FIRST BAPTIST CHURCH OF TROY
42640 | Permanently Closed | 2002-05-07 | 1990-12-23 | 2003-01-17 | Petroleum | Unleaded gasoline | Unleaded gasoline | Retail | Steel | Steel | Coated & cathodic protection (sti-P3) |  | Fiberglass reinforced plastic |  | 1901-01-01 | None | Catchment Basin, Single walled catchment basin | Automatic shutoff device At 95% full | Automatic shutoff device At 95% full | [11 empty] | UST Currently In Use: 0; UST Temp Close: 0; AST Currently In Use: 0; AST Temp Closed: 0 | 0 | 0 | 2 | 10361-045-010932 | AUTO LEASING INC
42641 | Currently in Use |  | 1991-04-20 |  | Petroleum | Unleaded gasoline | Unleaded gasoline | Retail | Steel | Steel | Coated & cathodic protection (sti-P3) |  | Fiberglass reinforced plastic |  |  | Galvanic Cathodic, FLEX CONNS | Catchment Basin, Single walled catchment basin | Flow Rest 90% Full | Flow Rest 90% Full | Interstitial Monitoring within Secondary Containment |  | Automatic Tank Gauge |  | Automatic flow restrictor (MLLD) | Automatic flow restrictor (MLLD) | Interstitial Monitoring within Secondary Containment |  | Continuous alarm system | Continuous alarm system |  | UST Currently In Use: 3; UST Temp Close: 0; AST Currently In Use: 0; AST Temp Closed: 0 | 3 | 0 | 0 | 25823-021-015090 | REU9 LLC
42642 | Currently in Use |  | 1991-04-20 |  | Petroleum | On road diesel | On road diesel | Retail | Steel | Steel | Coated & cathodic protection (sti-P3) |  | Fiberglass reinforced plastic |  |  | Galvanic Cathodic, FLEX CONNS | Catchment Basin, Single walled catchment basin | Flow Rest 90% Full | Flow Rest 90% Full | Interstitial Monitoring within Secondary Containment |  | Automatic Tank Gauge |  | Automatic flow restrictor (MLLD) | Automatic flow restrictor (MLLD) | Interstitial Monitoring within Secondary Containment |  | Continuous alarm system | Continuous alarm system |  | UST Currently In Use: 3; UST Temp Close: 0; AST Currently In Use: 0; AST Temp Closed: 0 | 3 | 0 | 0 | 25823-021-015090 | REU9 LLC
42643 | Currently in Use |  | 1991-04-20 |  | Petroleum | Premium gasoline | Premium gasoline | Retail | Steel | Steel | Coated & cathodic protection (sti-P3) |  | Fiberglass reinforced plastic |  |  | Galvanic Cathodic, FLEX CONNS | Catchment Basin, Single walled catchment basin | Flow Rest 90% Full | Flow Rest 90% Full | Interstitial Monitoring within Secondary Containment |  | Automatic Tank Gauge |  | Automatic flow restrictor (MLLD) | Automatic flow restrictor (MLLD) | Interstitial Monitoring within Secondary Containment |  | Continuous alarm system | Continuous alarm system |  | UST Currently In Use: 3; UST Temp Close: 0; AST Currently In Use: 0; AST Temp Closed: 0 | 3 | 0 | 0 | 25823-021-015090 | REU9 LLC
42644 | Currently in Use |  | 1981-11-18 |  | Petroleum | On road diesel | On road diesel | Emergency power generator | Single Wall, Steel | Steel | Field installed cathodic protection, Interior lined (not allowed as a standalone method of corrosion protection) |  | Single Wall, Steel |  |  | Field installed cathodic protection | Catchment Basin, Single walled catchment basin | Automatic shutoff device At 95% full | Automatic shutoff device At 95% full |  |  | Continuous Automatic Tank Gauge | [8 empty] | UST Currently In Use: 1; UST Temp Close: 0; AST Currently In Use: 0; AST Temp Closed: 0 | 1 | 0 | 0 | 22665-073-015692 | HIGHPOINT OFFICE CTR C/O ARCIS INC
42645 | Temporary Closed | 2017-01-01 | 1969-05-07 |  | Petroleum | Unleaded gasoline | Unleaded gasoline | Retail | Steel | Steel | Field installed cathodic protection |  | Steel |  |  | Field installed cathodic protection | Catchment Basin, Single walled catchment basin | Automatic shutoff device At 95% full | Automatic shutoff device At 95% full |  |  | Statistical Inventory Reconciliation (SIR) |  | Automatic flow restrictor (MLLD) | Automatic flow restrictor (MLLD) |  |  | Statistical inventory reconciliation (SIR) | Statistical inventory reconciliation (SIR) |  | UST Currently In Use: 0; UST Temp Close: 3; AST Currently In Use: 0; AST Temp Closed: 0 | 0 | 3 | 0 | 25281-107-015111 | DANIEL LACKEY
42646 | Temporary Closed | 2017-01-01 | 1969-05-07 |  | Petroleum | Other, CONV | Other | Retail | Steel | Steel | Field installed cathodic protection |  | Steel |  |  | Field installed cathodic protection | Catchment Basin, Single walled catchment basin | Automatic shutoff device At 95% full | Automatic shutoff device At 95% full |  |  | Statistical Inventory Reconciliation (SIR) |  | Automatic flow restrictor (MLLD) | Automatic flow restrictor (MLLD) |  |  | Statistical inventory reconciliation (SIR) | Statistical inventory reconciliation (SIR) |  | UST Currently In Use: 0; UST Temp Close: 3; AST Currently In Use: 0; AST Temp Closed: 0 | 0 | 3 | 0 | 25281-107-015111 | DANIEL LACKEY
42647 | Permanently Closed | 1993-01-11 | 1901-01-01 | 1993-01-11 | Petroleum | On road diesel | On road diesel |  | Steel | Steel |  | Painted or None | Steel |  | 1901-01-01 |  | Catchment Basin, Single walled catchment basin |  |  |  |  | Other | [8 empty] | UST Currently In Use: 0; UST Temp Close: 0; AST Currently In Use: 0; AST Temp Closed: 0 | 0 | 0 | 7 | 21415-073-009647 | TED PROPERTIES LLC
42648 | Permanently Closed | 1998-03-30 | 1991-09-05 | 1998-03-30 | Petroleum | Unleaded gasoline | Unleaded gasoline | Retail | Fiberglass reinforced plastic | Fiberglass reinforced plastic |  |  | Fiberglass reinforced plastic |  | 1901-01-01 | None | Catchment Basin, Single walled catchment basin | Audible high level alarm At 90% full | Audible high level alarm At 90% full |  |  | Automatic Tank Gauge | [5 empty] | Annual line testing | Annual line testing |  | UST Currently In Use: 2; UST Temp Close: 0; AST Currently In Use: 0; AST Temp Closed: 0 | 2 | 0 | 4 | 20072-125-000826 | A & M OIL CO LLC
42649 | Currently in Use |  | 1991-09-05 |  | Petroleum | Unleaded gasoline | Unleaded gasoline | Retail | Fiberglass reinforced plastic | Fiberglass reinforced plastic |  |  | Fiberglass reinforced plastic |  | 1901-01-01 |  | Catchment Basin, Single walled catchment basin | Flow Rest 90% Full | Flow Rest 90% Full |  |  | Continuous Automatic Tank Gauge |  | Automatic shutoff device (AELLD) | Automatic shutoff device (AELLD) | [5 empty] | UST Currently In Use: 2; UST Temp Close: 0; AST Currently In Use: 0; AST Temp Closed: 0 | 2 | 0 | 4 | 20072-125-000826 | A & M OIL CO LLC
42650 | Currently in Use |  | 1991-09-05 |  | Petroleum | Premium gasoline | Premium gasoline | Retail | Fiberglass reinforced plastic | Fiberglass reinforced plastic |  |  | Fiberglass reinforced plastic |  | 1901-01-01 |  | Catchment Basin, Single walled catchment basin | Flow Rest 90% Full | Flow Rest 90% Full |  |  | Continuous Automatic Tank Gauge |  | Automatic shutoff device (AELLD) | Automatic shutoff device (AELLD) | [5 empty] | UST Currently In Use: 2; UST Temp Close: 0; AST Currently In Use: 0; AST Temp Closed: 0 | 2 | 0 | 4 | 20072-125-000826 | A & M OIL CO LLC
42651 | Permanently Closed | 1991-12-04 | 1973-01-01 | 1991-12-04 | Petroleum | Unleaded gasoline | Unleaded gasoline |  | Steel | Steel |  | Painted or None |  |  | 1901-01-01 | None | [14 empty] | UST Currently In Use: 0; UST Temp Close: 0; AST Currently In Use: 0; AST Temp Closed: 0 | 0 | 0 | 3 | 13579-089-000146 | MURPHY OIL USA, INC.
42653 | Permanently Closed | 1991-12-04 | 1973-01-01 | 1991-12-04 | Petroleum | Unleaded gasoline | Unleaded gasoline |  | Steel | Steel |  | Painted or None |  |  | 1901-01-01 | None | [14 empty] | UST Currently In Use: 0; UST Temp Close: 0; AST Currently In Use: 0; AST Temp Closed: 0 | 0 | 0 | 3 | 13579-089-000146 | MURPHY OIL USA, INC.
42654 | Currently in Use |  | 1991-11-09 |  | Petroleum | On road diesel | On road diesel | Retail | Steel | Steel | Coated & cathodic protection (sti-P3) |  | Double Wall, Fiberglass reinforced plastic |  |  |  | Catchment Basin, Single walled catchment basin | Flow Rest 90% Full | Flow Rest 90% Full |  |  | Continuous Automatic Tank Gauge |  | Automatic flow restrictor (MLLD) | Automatic flow restrictor (MLLD) |  |  | Annual line testing | Annual line testing |  | UST Currently In Use: 3; UST Temp Close: 0; AST Currently In Use: 0; AST Temp Closed: 0 | 3 | 0 | 0 | 17603-071-006180 | C WS PIT STOP
42655 | Currently in Use |  | 1991-11-09 |  | Petroleum | Unleaded gasoline | Unleaded gasoline | Retail | Steel | Steel | Coated & cathodic protection (sti-P3) |  | Double Wall, Fiberglass reinforced plastic |  |  |  | Catchment Basin, Single walled catchment basin | Flow Rest 90% Full | Flow Rest 90% Full |  |  | Continuous Automatic Tank Gauge |  | Automatic flow restrictor (MLLD) | Automatic flow restrictor (MLLD) |  |  | Annual line testing | Annual line testing |  | UST Currently In Use: 3; UST Temp Close: 0; AST Currently In Use: 0; AST Temp Closed: 0 | 3 | 0 | 0 | 17603-071-006180 | C WS PIT STOP
42658 | Permanently Closed | 1994-01-03 | 1985-06-01 | 1994-01-03 | Petroleum | Used oil | Used oil |  | Steel | Steel |  | Painted or None | Steel |  | 1901-01-01 | None | [11 empty] | Annual line testing | Annual line testing |  | UST Currently In Use: 0; UST Temp Close: 0; AST Currently In Use: 3; AST Temp Closed: 0 | 0 | 0 | 3 | 14262-043-007343 | Ryder System Inc.
42659 | Permanently Closed | 1994-01-11 | 1985-06-01 | 1994-01-11 | Petroleum | Other, NEW OIL | Other |  | Steel | Steel |  | Painted or None | Steel |  | 1901-01-01 | [15 empty] | UST Currently In Use: 0; UST Temp Close: 0; AST Currently In Use: 3; AST Temp Closed: 0 | 0 | 0 | 3 | 14262-043-007343 | Ryder System Inc.
42660 | Permanently Closed | 2004-01-23 | 1986-01-01 | 2004-01-23 | Petroleum | Unleaded gasoline | Unleaded gasoline | Retail | Steel | Steel | Field installed cathodic protection |  | Steel |  | 1901-01-01 | Field installed cathodic protection | Catchment Basin, Single walled catchment basin | Automatic shutoff device At 95% full | Automatic shutoff device At 95% full |  |  | Statistical Inventory Reconciliation (SIR) | [8 empty] | UST Currently In Use: 0; UST Temp Close: 0; AST Currently In Use: 0; AST Temp Closed: 0 | 0 | 0 | 2 | 20055-121-015514 | JOANN JONES
42661 | Permanently Closed | 2004-01-23 | 1986-01-01 | 2004-01-23 | Petroleum | Premium gasoline | Premium gasoline | Retail | Steel | Steel | Field installed cathodic protection |  | Steel |  | 1901-01-01 | Field installed cathodic protection | Catchment Basin, Single walled catchment basin | Automatic shutoff device At 95% full | Automatic shutoff device At 95% full |  |  | Statistical Inventory Reconciliation (SIR) | [8 empty] | UST Currently In Use: 0; UST Temp Close: 0; AST Currently In Use: 0; AST Temp Closed: 0 | 0 | 0 | 2 | 20055-121-015514 | JOANN JONES
42662 | Currently in Use |  | 1991-10-02 |  | Petroleum | Unleaded gasoline | Unleaded gasoline | Retail | Steel | Steel | Coated & cathodic protection (sti-P3) |  | Fiberglass reinforced plastic |  |  |  | Catchment Basin, Single walled catchment basin | Automatic shutoff device At 95% full | Automatic shutoff device At 95% full |  |  | Continuous Automatic Tank Gauge |  | Automatic shutoff device (AELLD) | Automatic shutoff device (AELLD) | [5 empty] | UST Currently In Use: 4; UST Temp Close: 0; AST Currently In Use: 0; AST Temp Closed: 0 | 4 | 0 | 3 | 15201-117-007090 | VULCAN OIL COMPANY INC.
42663 | Currently in Use |  | 1991-10-02 |  | Petroleum | Mid-grade gasoline | Mid-grade gasoline | Retail | Steel | Steel | Coated & cathodic protection (sti-P3) |  | Fiberglass reinforced plastic |  |  |  | Catchment Basin, Single walled catchment basin | Automatic shutoff device At 95% full | Automatic shutoff device At 95% full |  |  | Continuous Automatic Tank Gauge |  | Automatic shutoff device (AELLD) | Automatic shutoff device (AELLD) | [5 empty] | UST Currently In Use: 4; UST Temp Close: 0; AST Currently In Use: 0; AST Temp Closed: 0 | 4 | 0 | 3 | 15201-117-007090 | VULCAN OIL COMPANY INC.
42664 | Currently in Use |  | 1991-10-02 |  | Petroleum | Premium gasoline | Premium gasoline | Retail | Steel | Steel | Coated & cathodic protection (sti-P3) |  | Fiberglass reinforced plastic |  |  |  | Catchment Basin, Single walled catchment basin | Automatic shutoff device At 95% full | Automatic shutoff device At 95% full |  |  | Continuous Automatic Tank Gauge |  | Automatic shutoff device (AELLD) | Automatic shutoff device (AELLD) | [5 empty] | UST Currently In Use: 4; UST Temp Close: 0; AST Currently In Use: 0; AST Temp Closed: 0 | 4 | 0 | 3 | 15201-117-007090 | VULCAN OIL COMPANY INC.
42665 | Currently in Use |  | 1991-10-02 |  | Petroleum | On road diesel | On road diesel | Retail | Steel | Steel | Coated & cathodic protection (sti-P3) |  | Fiberglass reinforced plastic |  |  |  | Catchment Basin, Single walled catchment basin | Automatic shutoff device At 95% full | Automatic shutoff device At 95% full |  |  | Continuous Automatic Tank Gauge |  | Automatic shutoff device (AELLD) | Automatic shutoff device (AELLD) | [5 empty] | UST Currently In Use: 4; UST Temp Close: 0; AST Currently In Use: 0; AST Temp Closed: 0 | 4 | 0 | 3 | 15201-117-007090 | VULCAN OIL COMPANY INC.
42666 | Permanently Closed | 1998-11-01 | 1986-01-01 | 1999-11-01 | Petroleum | On road diesel | On road diesel |  | Steel | Steel |  | Painted or None | Steel |  | 1901-01-01 | [15 empty] | UST Currently In Use: 0; UST Temp Close: 0; AST Currently In Use: 0; AST Temp Closed: 0 | 0 | 0 | 3 | 17918-073-010401 | JEFF CO RACING ASSOCIATION
42667 | Permanently Closed | 1998-11-01 | 1986-01-01 | 1999-11-01 | Petroleum | Unleaded gasoline | Unleaded gasoline |  | Steel | Steel |  | Painted or None | Steel |  | 1901-01-01 | [15 empty] | UST Currently In Use: 0; UST Temp Close: 0; AST Currently In Use: 0; AST Temp Closed: 0 | 0 | 0 | 3 | 17918-073-010401 | JEFF CO RACING ASSOCIATION
42668 | Currently in Use |  | 1991-11-15 |  | Petroleum | Unleaded gasoline | Unleaded gasoline | Retail | Single Wall, Steel | Steel | Coated & cathodic protection (sti-P3) |  | Double Wall, Flexible |  |  | Other, SWGJTS ISO | Catchment Basin, Single walled catchment basin | Flow Rest 90% Full | Flow Rest 90% Full | Interstitial Monitoring within Secondary Containment |  | Continuous Automatic Tank Gauge |  | Automatic flow restrictor (MLLD), Containment Sump | Containment Sump |  |  | Annual line testing, Continuous alarm system | Continuous alarm system |  | UST Currently In Use: 3; UST Temp Close: 0; AST Currently In Use: 0; AST Temp Closed: 0 | 3 | 0 | 0 | 22176-117-015693 | Circle K Stores, Inc.
42669 | Currently in Use |  | 1991-11-15 |  | Petroleum | Mid-grade gasoline | Mid-grade gasoline | Retail | Single Wall, Steel | Steel | Coated & cathodic protection (sti-P3) |  | Double Wall, Flexible |  |  | Other, SWGJTS ISO | Catchment Basin, Single walled catchment basin | Flow Rest 90% Full | Flow Rest 90% Full | Interstitial Monitoring within Secondary Containment |  | Continuous Automatic Tank Gauge |  | Automatic flow restrictor (MLLD), Containment Sump | Containment Sump |  |  | Annual line testing, Continuous alarm system | Continuous alarm system |  | UST Currently In Use: 3; UST Temp Close: 0; AST Currently In Use: 0; AST Temp Closed: 0 | 3 | 0 | 0 | 22176-117-015693 | Circle K Stores, Inc.
42670 | Currently in Use |  | 1991-11-15 |  | Petroleum | Premium gasoline | Premium gasoline | Retail | Single Wall, Steel | Steel | Coated & cathodic protection (sti-P3) |  | Double Wall, Flexible |  |  | Other, SWGJTS ISO | Catchment Basin, Single walled catchment basin | Flow Rest 90% Full | Flow Rest 90% Full | Interstitial Monitoring within Secondary Containment |  | Continuous Automatic Tank Gauge |  | Automatic flow restrictor (MLLD), Containment Sump | Containment Sump |  |  | Annual line testing, Continuous alarm system | Continuous alarm system |  | UST Currently In Use: 3; UST Temp Close: 0; AST Currently In Use: 0; AST Temp Closed: 0 | 3 | 0 | 0 | 22176-117-015693 | Circle K Stores, Inc.
42671 | Currently in Use |  | 1991-12-17 |  | Petroleum | Used oil | Used oil | Industrial | Double Wall, Steel, DBL WALL | Steel | Coated & cathodic protection (sti-P3) |  | Other, NONE |  |  |  | Catchment Basin, EXEMPT | Audible high level alarm At 90% full, EXEMPT | Audible high level alarm At 90% full | Interstitial Monitoring within Secondary Containment | MANUAL/VISUAL CHECK | [9 empty] | UST Currently In Use: 5; UST Temp Close: 0; AST Currently In Use: 8; AST Temp Closed: 0 | 5 | 0 | 34 | 14817-097-011471 | CONTINENTAL MOTORS, INC.
42672 | Permanently Closed | 2005-10-01 | 1991-12-19 | 2014-03-25 | Petroleum | Used oil | Used oil | Industrial | Double Wall, Steel, DBL WALL | Steel | Coated & cathodic protection (sti-P3) |  | Fiberglass reinforced plastic |  |  |  | Catchment Basin, EXEMPT | Audible high level alarm At 90% full, EXEMPT | Audible high level alarm At 90% full | Interstitial Monitoring within Secondary Containment | MANUAL/VISUAL CHECK | [9 empty] | UST Currently In Use: 5; UST Temp Close: 0; AST Currently In Use: 8; AST Temp Closed: 0 | 5 | 0 | 34 | 14817-097-011471 | CONTINENTAL MOTORS, INC.
42675 | Permanently Closed | 1994-09-24 | 1981-06-01 | 1994-11-29 | Petroleum | Used oil | Used oil | State/federal government |  |  |  |  | Steel |  | 1901-01-01 | None | [11 empty] | Annual line testing | Annual line testing |  | UST Currently In Use: 0; UST Temp Close: 0; AST Currently In Use: 21; AST Temp Closed: 0 | 0 | 0 | 33 | 15048-101-002892 | U S AIR FORCE
42676 | Permanently Closed | 1993-07-31 | 1970-02-12 | 1993-12-02 | Petroleum | Used oil | Used oil | State/federal government | Steel | Steel |  |  | Other, N/A |  | 1901-01-01 | Other, N/A | [14 empty] | UST Currently In Use: 0; UST Temp Close: 0; AST Currently In Use: 21; AST Temp Closed: 0 | 0 | 0 | 33 | 15048-101-002892 | U S AIR FORCE
42678 | Permanently Closed | 2000-07-26 | 1991-09-10 | 2000-07-26 | Petroleum | On road diesel | On road diesel | Emergency Power Generator, State/Federal Government | Fiberglass reinforced plastic | Fiberglass reinforced plastic |  |  | Steel |  | 1901-01-01 | Field installed cathodic protection | Catchment Basin, Single walled catchment basin | Audible high level alarm At 90% full | Audible high level alarm At 90% full | Interstitial Monitoring within Secondary Containment |  | Other | [8 empty] | UST Currently In Use: 0; UST Temp Close: 0; AST Currently In Use: 0; AST Temp Closed: 0 | 0 | 0 | 1 | 11252-125-015112 | CORPS OF ENGINEERS
42679 | Currently in Use |  | 1991-06-20 |  | Petroleum | Unleaded gasoline | Unleaded gasoline | Retail | Fiberglass reinforced plastic, Single Wall | Single Wall |  |  | Double Wall, Flexible |  |  | None | Catchment Basin, Single walled catchment basin | Flow Rest 90% Full | Flow Rest 90% Full |  |  | Continuous Automatic Tank Gauge | Single walled submersible pump containment sump | Automatic shutoff device (AELLD), Containment Sump | Containment Sump | [5 empty] | UST Currently In Use: 2; UST Temp Close: 0; AST Currently In Use: 0; AST Temp Closed: 0 | 2 | 0 | 3 | 13529-093-006539 | MOORE PETROLEUM COMPANY, INC.
42680 | Currently in Use |  | 1991-06-20 |  | Petroleum | Premium gasoline | Premium gasoline | Retail | Fiberglass reinforced plastic, Single Wall | Single Wall |  |  | Double Wall, Fiberglass reinforced plastic |  |  | None | Catchment Basin, Single walled catchment basin | Flow Rest 90% Full | Flow Rest 90% Full |  |  | Continuous Automatic Tank Gauge | Single walled submersible pump containment sump | Automatic shutoff device (AELLD), Containment Sump | Containment Sump | [5 empty] | UST Currently In Use: 2; UST Temp Close: 0; AST Currently In Use: 0; AST Temp Closed: 0 | 2 | 0 | 3 | 13529-093-006539 | MOORE PETROLEUM COMPANY, INC.
42681 | Permanently Closed | 1993-10-10 | 1977-10-01 | 1993-10-10 | Petroleum | Unleaded gasoline | Unleaded gasoline | [7 empty] | 1901-01-01 | [15 empty] | UST Currently In Use: 0; UST Temp Close: 0; AST Currently In Use: 0; AST Temp Closed: 0 | 0 | 0 | 1 | 17693-097-015592 | DIMENSIONAL PRODUCTS
42682 | Currently in Use |  | 1991-10-15 |  | Petroleum | Unleaded gasoline | Unleaded gasoline | Retail | Steel | Steel | Coated & cathodic protection (sti-P3) |  | Fiberglass reinforced plastic |  |  | Other, FLXS ISOLA | Catchment Basin, Single walled catchment basin | Flow Rest 90% Full | Flow Rest 90% Full |  |  | Statistical Inventory Reconciliation (SIR) | [8 empty] | UST Currently In Use: 1; UST Temp Close: 0; AST Currently In Use: 0; AST Temp Closed: 0 | 1 | 0 | 3 | 24866-051-003654 | PINAKIN, LLC
42683 | Temporary Closed | 2018-05-03 | 1991-11-06 |  | Petroleum | Unleaded gasoline | Unleaded gasoline | Industrial | Single Wall, Steel | Steel | Coated & cathodic protection (sti-P3) |  | Fiberglass reinforced plastic, Single Wall |  |  | Other, FLXS ISOLA | Catchment Basin, Single walled catchment basin | Flow Rest 90% Full | Flow Rest 90% Full |  |  | Automatic Tank Gauge | [8 empty] | UST Currently In Use: 0; UST Temp Close: 1; AST Currently In Use: 0; AST Temp Closed: 0 | 0 | 1 | 0 | 25370-089-015646 | MCG GLOBAL DBA EAGLE AUTOMOTIVE
42684 | Currently in Use |  | 1987-07-10 |  | Petroleum | Unleaded gasoline | Unleaded gasoline | Retail | Single Wall, Steel | Steel | Coated & cathodic protection (sti-P3) |  | Fiberglass reinforced plastic, Single Wall |  |  |  | Catchment Basin, Single walled catchment basin | Flow Rest 90% Full | Flow Rest 90% Full |  |  | Statistical Inventory Reconciliation (SIR) | [8 empty] | UST Currently In Use: 3; UST Temp Close: 0; AST Currently In Use: 0; AST Temp Closed: 0 | 3 | 0 | 1 | 25679-089-015647 | UMANG PUROHIT
42685 | Currently in Use |  | 1987-07-10 |  | Petroleum | On road diesel | On road diesel | Retail | Single Wall, Steel | Steel | Coated & cathodic protection (sti-P3) |  | Fiberglass reinforced plastic, Single Wall |  |  |  | Catchment Basin, Single walled catchment basin | Flow Rest 90% Full | Flow Rest 90% Full |  |  | Statistical Inventory Reconciliation (SIR) | [8 empty] | UST Currently In Use: 3; UST Temp Close: 0; AST Currently In Use: 0; AST Temp Closed: 0 | 3 | 0 | 1 | 25679-089-015647 | UMANG PUROHIT
42686 | Currently in Use |  | 1987-07-10 |  | Petroleum | Unleaded gasoline | Unleaded gasoline | Retail | Single Wall, Steel | Steel | Coated & cathodic protection (sti-P3) |  | Fiberglass reinforced plastic, Single Wall |  |  |  | Catchment Basin, Single walled catchment basin | Flow Rest 90% Full | Flow Rest 90% Full |  |  | Statistical Inventory Reconciliation (SIR) | [8 empty] | UST Currently In Use: 3; UST Temp Close: 0; AST Currently In Use: 0; AST Temp Closed: 0 | 3 | 0 | 1 | 25679-089-015647 | UMANG PUROHIT
42687 | Permanently Closed | 1997-04-08 | 1987-07-10 | 1997-04-08 | Petroleum | Kerosene | Kerosene | Retail | Steel | Steel | Coated & cathodic protection (sti-P3) |  | Steel |  | 1901-01-01 | None | Catchment Basin, Single walled catchment basin | Flow Rest 90% Full | Flow Rest 90% Full | [11 empty] | UST Currently In Use: 3; UST Temp Close: 0; AST Currently In Use: 0; AST Temp Closed: 0 | 3 | 0 | 1 | 25679-089-015647 | UMANG PUROHIT
42688 | Permanently Closed | 1998-10-27 | 1991-12-01 | 1998-10-27 | Petroleum | Unleaded gasoline | Unleaded gasoline |  | Steel | Steel | Coated & cathodic protection (sti-P3) |  | Fiberglass reinforced plastic |  | 1901-01-01 | None | Catchment Basin, Single walled catchment basin | Flow Rest 90% Full | Flow Rest 90% Full |  |  | Statistical Inventory Reconciliation (SIR) | [5 empty] | Annual line testing, Groundwater monitoring, Statistical inventory reconciliation (SIR) | Statistical inventory reconciliation (SIR) |  | UST Currently In Use: 0; UST Temp Close: 0; AST Currently In Use: 0; AST Temp Closed: 0 | 0 | 0 | 3 | 15201-089-015648 | VULCAN OIL COMPANY INC.
42689 | Permanently Closed | 1998-10-27 | 1991-12-01 | 1998-10-27 | Petroleum | Unleaded gasoline | Unleaded gasoline |  | Steel | Steel | Coated & cathodic protection (sti-P3) |  | Fiberglass reinforced plastic |  | 1901-01-01 | None | Catchment Basin, Single walled catchment basin | Flow Rest 90% Full | Flow Rest 90% Full | [8 empty] | Annual line testing, Groundwater monitoring, Statistical inventory reconciliation (SIR) | Statistical inventory reconciliation (SIR) |  | UST Currently In Use: 0; UST Temp Close: 0; AST Currently In Use: 0; AST Temp Closed: 0 | 0 | 0 | 3 | 15201-089-015648 | VULCAN OIL COMPANY INC.
42690 | Permanently Closed | 1998-10-27 | 1991-12-01 | 1998-10-27 | Petroleum | Unleaded gasoline | Unleaded gasoline |  | Steel | Steel | Coated & cathodic protection (sti-P3) |  | Fiberglass reinforced plastic |  | 1901-01-01 | None | Catchment Basin, Single walled catchment basin | Flow Rest 90% Full | Flow Rest 90% Full | [8 empty] | Annual line testing, Groundwater monitoring, Statistical inventory reconciliation (SIR) | Statistical inventory reconciliation (SIR) |  | UST Currently In Use: 0; UST Temp Close: 0; AST Currently In Use: 0; AST Temp Closed: 0 | 0 | 0 | 3 | 15201-089-015648 | VULCAN OIL COMPANY INC.
42691 | Permanently Closed | 1998-12-22 | 1961-01-01 | 1999-05-19 | Petroleum | Unleaded gasoline | Unleaded gasoline |  | Steel | Steel |  | Painted or None | Steel |  | 1901-01-01 | None | [11 empty] | Annual line testing | Annual line testing |  | UST Currently In Use: 2; UST Temp Close: 0; AST Currently In Use: 0; AST Temp Closed: 0 | 2 | 0 | 7 | 25961-101-015113 | PREM SUN NEIL LLC
42692 | Permanently Closed | 1998-12-22 | 1961-01-01 | 1999-05-19 | Petroleum | Unleaded gasoline | Unleaded gasoline |  | Steel | Steel |  | Painted or None | Steel |  | 1901-01-01 | None | [11 empty] | Annual line testing | Annual line testing |  | UST Currently In Use: 2; UST Temp Close: 0; AST Currently In Use: 0; AST Temp Closed: 0 | 2 | 0 | 7 | 25961-101-015113 | PREM SUN NEIL LLC
42693 | Permanently Closed | 1998-12-22 | 1961-01-01 | 1999-05-19 | Petroleum | Unleaded gasoline | Unleaded gasoline |  | Steel | Steel |  | Painted or None | Steel |  | 1901-01-01 | None | [11 empty] | Annual line testing | Annual line testing |  | UST Currently In Use: 2; UST Temp Close: 0; AST Currently In Use: 0; AST Temp Closed: 0 | 2 | 0 | 7 | 25961-101-015113 | PREM SUN NEIL LLC
42694 | Permanently Closed | 1998-12-22 | 1961-01-01 | 1999-05-19 | Petroleum | Unleaded gasoline | Unleaded gasoline |  | Steel | Steel |  | Painted or None | Steel |  | 1901-01-01 | None | [11 empty] | Annual line testing | Annual line testing |  | UST Currently In Use: 2; UST Temp Close: 0; AST Currently In Use: 0; AST Temp Closed: 0 | 2 | 0 | 7 | 25961-101-015113 | PREM SUN NEIL LLC
42695 | Permanently Closed | 1998-12-22 | 1961-01-01 | 1999-05-19 | Petroleum | Mid-grade gasoline | Mid-grade gasoline |  | Steel | Steel |  | Painted or None | Steel |  | 1901-01-01 | None | [11 empty] | Annual line testing | Annual line testing |  | UST Currently In Use: 2; UST Temp Close: 0; AST Currently In Use: 0; AST Temp Closed: 0 | 2 | 0 | 7 | 25961-101-015113 | PREM SUN NEIL LLC
42696 | Currently in Use |  | 1991-03-14 |  | Petroleum | Premium gasoline | Premium gasoline | Retail | Single Wall, Steel | Steel | Coated & cathodic protection (sti-P3) |  | Fiberglass reinforced plastic, Single Wall |  |  |  | Catchment Basin, Single walled catchment basin | Automatic shutoff device At 95% full | Automatic shutoff device At 95% full |  |  | Statistical Inventory Reconciliation (SIR) | [8 empty] | UST Currently In Use: 2; UST Temp Close: 0; AST Currently In Use: 0; AST Temp Closed: 0 | 2 | 0 | 0 | 24451-049-014072 | MS. JAMIE GODWIN
42697 | Permanently Closed | 1998-12-22 | 1985-01-01 | 1999-05-19 | Petroleum | Premium gasoline | Premium gasoline |  | Steel | Steel |  | Painted or None | Steel |  | 1901-01-01 | None | [11 empty] | Annual line testing | Annual line testing |  | UST Currently In Use: 2; UST Temp Close: 0; AST Currently In Use: 0; AST Temp Closed: 0 | 2 | 0 | 7 | 25961-101-015113 | PREM SUN NEIL LLC
42698 | Permanently Closed | 1998-12-22 | 1985-01-01 | 1999-05-19 | Petroleum | On road diesel | On road diesel |  | Steel | Steel |  | Painted or None | Steel |  | 1901-01-01 | None | [11 empty] | Annual line testing | Annual line testing |  | UST Currently In Use: 2; UST Temp Close: 0; AST Currently In Use: 0; AST Temp Closed: 0 | 2 | 0 | 7 | 25961-101-015113 | PREM SUN NEIL LLC
42699 | Permanently Closed | 1998-12-21 | 1992-02-10 | 1999-10-22 | Petroleum | On road diesel | On road diesel |  | Steel | Steel | Coated & cathodic protection (sti-P3) |  | Fiberglass reinforced plastic |  | 1901-01-01 | None | Catchment Basin, Single walled catchment basin | Flow Rest 90% Full | Flow Rest 90% Full | [11 empty] | UST Currently In Use: 0; UST Temp Close: 0; AST Currently In Use: 0; AST Temp Closed: 0 | 0 | 0 | 1 | 15531-083-015649 | HICKS OIL COMPANY INC
42700 | Currently in Use |  | 1990-02-01 |  | Petroleum | Unleaded gasoline | Unleaded gasoline | Retail | Fiberglass reinforced plastic, Single Wall | Single Wall |  |  | Fiberglass reinforced plastic, Single Wall |  | 1901-01-01 | None | Catchment Basin, Single walled catchment basin | Flow Rest 90% Full | Flow Rest 90% Full |  |  | Automatic Tank Gauge | [8 empty] | UST Currently In Use: 2; UST Temp Close: 1; AST Currently In Use: 0; AST Temp Closed: 0 | 2 | 1 | 3 | 23371-037-006742 | MARUTI NANDAN INC
42701 | Temporary Closed | 2015-12-01 | 1990-02-01 |  | Petroleum | Premium gasoline | Premium gasoline | Retail | Fiberglass reinforced plastic, Single Wall | Single Wall |  |  | Fiberglass reinforced plastic, Single Wall |  | 1901-01-01 | None | Catchment Basin, Single walled catchment basin | Flow Rest 90% Full | Flow Rest 90% Full |  |  | Automatic Tank Gauge | [8 empty] | UST Currently In Use: 2; UST Temp Close: 1; AST Currently In Use: 0; AST Temp Closed: 0 | 2 | 1 | 3 | 23371-037-006742 | MARUTI NANDAN INC
42702 | Temporary Closed | 2007-12-01 | 1991-12-19 |  | Petroleum | Unleaded gasoline | Unleaded gasoline | Retail | Steel | Steel | Coated & cathodic protection (sti-P3) |  | Flexible |  |  |  | Catchment Basin, Single walled catchment basin | Flow Rest 90% Full | Flow Rest 90% Full |  |  | Statistical Inventory Reconciliation (SIR) |  | Automatic flow restrictor (MLLD) | Automatic flow restrictor (MLLD) |  |  | Statistical inventory reconciliation (SIR) | Statistical inventory reconciliation (SIR) |  | UST Currently In Use: 0; UST Temp Close: 3; AST Currently In Use: 0; AST Temp Closed: 0 | 0 | 3 | 0 | 23524-097-015593 | KRISTEN PRY & JACKIE T. PRY, III
42703 | Temporary Closed | 2007-12-01 | 1991-12-19 |  | Petroleum | Premium gasoline | Premium gasoline | Retail | Steel | Steel | Coated & cathodic protection (sti-P3) |  | Flexible |  |  |  | Catchment Basin, Single walled catchment basin | Flow Rest 90% Full | Flow Rest 90% Full |  |  | Statistical Inventory Reconciliation (SIR) |  | Automatic flow restrictor (MLLD) | Automatic flow restrictor (MLLD) |  |  | Statistical inventory reconciliation (SIR) | Statistical inventory reconciliation (SIR) |  | UST Currently In Use: 0; UST Temp Close: 3; AST Currently In Use: 0; AST Temp Closed: 0 | 0 | 3 | 0 | 23524-097-015593 | KRISTEN PRY & JACKIE T. PRY, III
42704 | Temporary Closed | 2018-02-01 | 1978-12-30 |  | Petroleum | Unleaded gasoline | Unleaded gasoline | Retail | Fiberglass reinforced plastic | Fiberglass reinforced plastic |  |  | Fiberglass reinforced plastic |  | 1901-01-01 |  | Catchment Basin, Single walled catchment basin | Flow Rest 90% Full | Flow Rest 90% Full |  |  | Statistical Inventory Reconciliation (SIR) |  | Automatic flow restrictor (MLLD) | Automatic flow restrictor (MLLD) |  |  | Annual line testing, Statistical inventory reconciliation (SIR) | Statistical inventory reconciliation (SIR) |  | UST Currently In Use: 0; UST Temp Close: 4; AST Currently In Use: 0; AST Temp Closed: 0 | 0 | 4 | 0 | 25412-003-015594 | FLOWERWOOD NURSERY INC
42705 | Temporary Closed | 2018-02-01 | 1978-12-30 |  | Petroleum | Mid-grade gasoline | Mid-grade gasoline | Retail | Fiberglass reinforced plastic | Fiberglass reinforced plastic |  |  | Fiberglass reinforced plastic |  | 1901-01-01 |  | Catchment Basin, Single walled catchment basin | Flow Rest 90% Full | Flow Rest 90% Full |  |  | Statistical Inventory Reconciliation (SIR) |  | Automatic flow restrictor (MLLD) | Automatic flow restrictor (MLLD) |  |  | Annual line testing, Statistical inventory reconciliation (SIR) | Statistical inventory reconciliation (SIR) |  | UST Currently In Use: 0; UST Temp Close: 4; AST Currently In Use: 0; AST Temp Closed: 0 | 0 | 4 | 0 | 25412-003-015594 | FLOWERWOOD NURSERY INC
42706 | Temporary Closed | 2018-02-01 | 1978-12-30 |  | Petroleum | Premium gasoline | Premium gasoline | Retail | Fiberglass reinforced plastic | Fiberglass reinforced plastic |  |  | Fiberglass reinforced plastic |  | 1901-01-01 |  | Catchment Basin, Single walled catchment basin | Flow Rest 90% Full | Flow Rest 90% Full |  |  | Statistical Inventory Reconciliation (SIR) |  | Automatic flow restrictor (MLLD) | Automatic flow restrictor (MLLD) |  |  | Annual line testing, Statistical inventory reconciliation (SIR) | Statistical inventory reconciliation (SIR) |  | UST Currently In Use: 0; UST Temp Close: 4; AST Currently In Use: 0; AST Temp Closed: 0 | 0 | 4 | 0 | 25412-003-015594 | FLOWERWOOD NURSERY INC
42707 | Temporary Closed | 2018-02-01 | 1978-12-30 |  | Petroleum | On road diesel | On road diesel | Retail | Fiberglass reinforced plastic | Fiberglass reinforced plastic |  |  | Fiberglass reinforced plastic |  | 1901-01-01 | None | Catchment Basin, Single walled catchment basin | Flow Rest 90% Full | Flow Rest 90% Full |  |  | Statistical Inventory Reconciliation (SIR) |  | Automatic flow restrictor (MLLD) | Automatic flow restrictor (MLLD) |  |  | Annual line testing, Statistical inventory reconciliation (SIR) | Statistical inventory reconciliation (SIR) |  | UST Currently In Use: 0; UST Temp Close: 4; AST Currently In Use: 0; AST Temp Closed: 0 | 0 | 4 | 0 | 25412-003-015594 | FLOWERWOOD NURSERY INC
42708 | Cannot Locate or abandoned | 2003-02-01 | 1991-02-01 |  | Petroleum | Unleaded gasoline | Unleaded gasoline | Retail | Steel | Steel | Coated & cathodic protection (sti-P3) |  | Fiberglass reinforced plastic |  | 1901-01-01 | None | Catchment Basin, Single walled catchment basin | Automatic shutoff device At 95% full | Automatic shutoff device At 95% full | [11 empty] | UST Currently In Use: 0; UST Temp Close: 0; AST Currently In Use: 0; AST Temp Closed: 0 | 0 | 0 | 4 | 20276-079-006597 | SHIRLEY HAMPTON
42709 | Cannot Locate or abandoned | 2003-02-01 | 1991-02-01 |  | Petroleum | Unleaded gasoline | Unleaded gasoline | Retail | Steel | Steel | Coated & cathodic protection (sti-P3) |  | Fiberglass reinforced plastic |  | 1901-01-01 | None | Catchment Basin, Single walled catchment basin | Automatic shutoff device At 95% full | Automatic shutoff device At 95% full | [11 empty] | UST Currently In Use: 0; UST Temp Close: 0; AST Currently In Use: 0; AST Temp Closed: 0 | 0 | 0 | 4 | 20276-079-006597 | SHIRLEY HAMPTON
42710 | Cannot Locate or abandoned | 2003-02-01 | 1991-02-01 |  | Petroleum | Unleaded gasoline | Unleaded gasoline | Retail | Steel | Steel | Coated & cathodic protection (sti-P3) |  | Fiberglass reinforced plastic |  | 1901-01-01 | None | Catchment Basin, Single walled catchment basin | Automatic shutoff device At 95% full | Automatic shutoff device At 95% full | [11 empty] | UST Currently In Use: 0; UST Temp Close: 0; AST Currently In Use: 0; AST Temp Closed: 0 | 0 | 0 | 4 | 20276-079-006597 | SHIRLEY HAMPTON
42711 | Permanently Closed | 1995-07-12 | 1985-01-01 | 1995-07-12 | Petroleum | On road diesel | On road diesel |  | Steel | Steel |  | Painted or None | Steel |  | 1901-01-01 | None | [14 empty] | UST Currently In Use: 0; UST Temp Close: 0; AST Currently In Use: 2; AST Temp Closed: 0 | 0 | 0 | 3 | 10909-089-002657 | CHARLES A CALDWELL
42712 | Temporary Closed | 2023-06-07 | 1992-02-01 |  | Petroleum | Unleaded gasoline | Unleaded gasoline | Retail | Fiberglass reinforced plastic | Fiberglass reinforced plastic |  |  | Fiberglass reinforced plastic |  | 1901-01-01 | None | Catchment Basin, Single walled catchment basin | Audible high level alarm At 90% full, Flow Rest 90% Full | Flow Rest 90% Full |  |  | Automatic Tank Gauge |  | Automatic flow restrictor (MLLD), Containment Sump | Containment Sump |  |  | Annual line testing | Annual line testing |  | UST Currently In Use: 0; UST Temp Close: 4; AST Currently In Use: 0; AST Temp Closed: 0 | 0 | 4 | 4 | 15021-051-011029 | TURNER OIL INC
42713 | Temporary Closed | 2021-01-26 | 1992-02-01 |  | Petroleum | Mid-grade gasoline | Mid-grade gasoline | Retail | Fiberglass reinforced plastic | Fiberglass reinforced plastic |  |  | Fiberglass reinforced plastic |  | 1901-01-01 | None | Catchment Basin, Single walled catchment basin | Audible high level alarm At 90% full, Flow Rest 90% Full | Flow Rest 90% Full |  |  | Automatic Tank Gauge |  | Automatic flow restrictor (MLLD), Containment Sump | Containment Sump |  |  | Annual line testing | Annual line testing |  | UST Currently In Use: 0; UST Temp Close: 4; AST Currently In Use: 0; AST Temp Closed: 0 | 0 | 4 | 4 | 15021-051-011029 | TURNER OIL INC
42714 | Temporary Closed | 2023-06-07 | 1992-02-01 |  | Petroleum | Premium gasoline | Premium gasoline | Retail | Fiberglass reinforced plastic | Fiberglass reinforced plastic |  |  | Fiberglass reinforced plastic |  | 1901-01-01 | None | Catchment Basin, Single walled catchment basin | Audible high level alarm At 90% full, Flow Rest 90% Full | Flow Rest 90% Full |  |  | Automatic Tank Gauge |  | Automatic flow restrictor (MLLD), Containment Sump | Containment Sump |  |  | Annual line testing | Annual line testing |  | UST Currently In Use: 0; UST Temp Close: 4; AST Currently In Use: 0; AST Temp Closed: 0 | 0 | 4 | 4 | 15021-051-011029 | TURNER OIL INC
42715 | Temporary Closed | 2023-06-07 | 1992-02-01 |  | Petroleum | On road diesel | On road diesel | Retail | Fiberglass reinforced plastic | Fiberglass reinforced plastic |  |  | Fiberglass reinforced plastic |  | 1901-01-01 | None | Catchment Basin, Single walled catchment basin | Audible high level alarm At 90% full, Flow Rest 90% Full | Flow Rest 90% Full |  |  | Automatic Tank Gauge |  | Automatic flow restrictor (MLLD), Containment Sump | Containment Sump |  |  | Annual line testing, Continuous alarm system | Continuous alarm system |  | UST Currently In Use: 0; UST Temp Close: 4; AST Currently In Use: 0; AST Temp Closed: 0 | 0 | 4 | 4 | 15021-051-011029 | TURNER OIL INC
42716 | Permanently Closed | 2003-11-26 | 1991-03-14 | 2004-01-29 | Petroleum | Unleaded gasoline | Unleaded gasoline | Local government | Steel | Steel | Coated & cathodic protection (sti-P3) |  | Fiberglass reinforced plastic |  | 1901-01-01 | None | Catchment Basin, Single walled catchment basin | Flow Rest 90% Full | Flow Rest 90% Full | [11 empty] | UST Currently In Use: 0; UST Temp Close: 0; AST Currently In Use: 0; AST Temp Closed: 0 | 0 | 0 | 2 | 11056-101-015092 | CITY OF MONTGOMERY
42717 | Permanently Closed | 2003-11-26 | 1991-03-14 | 2004-01-29 | Petroleum | On road diesel | On road diesel | Local government | Steel | Steel | Coated & cathodic protection (sti-P3) |  | Fiberglass reinforced plastic |  | 1901-01-01 | None | Catchment Basin, Single walled catchment basin | Flow Rest 90% Full | Flow Rest 90% Full | [11 empty] | UST Currently In Use: 0; UST Temp Close: 0; AST Currently In Use: 0; AST Temp Closed: 0 | 0 | 0 | 2 | 11056-101-015092 | CITY OF MONTGOMERY
42718 | Currently in Use |  | 1992-01-01 |  | Petroleum | Unleaded gasoline | Unleaded gasoline | Retail | Steel | Steel | Coated & cathodic protection (sti-P3), Field installed cathodic protection |  | Fiberglass reinforced plastic |  |  |  | Catchment Basin, Single walled catchment basin | Flow Rest 90% Full | Flow Rest 90% Full |  |  | Continuous Automatic Tank Gauge |  | Automatic flow restrictor (MLLD) | Automatic flow restrictor (MLLD) |  |  | Annual line testing | Annual line testing |  | UST Currently In Use: 2; UST Temp Close: 0; AST Currently In Use: 0; AST Temp Closed: 0 | 2 | 0 | 0 | 22841-089-015750 | ADLS CORPORATION
42719 | Currently in Use |  | 1992-01-01 |  | Petroleum | Mid-grade gasoline | Mid-grade gasoline | Retail | Steel | Steel | Coated & cathodic protection (sti-P3), Field installed cathodic protection |  | Fiberglass reinforced plastic |  |  |  | Catchment Basin, Single walled catchment basin | Flow Rest 90% Full | Flow Rest 90% Full |  |  | Continuous Automatic Tank Gauge |  | Automatic flow restrictor (MLLD) | Automatic flow restrictor (MLLD) |  |  | Annual line testing | Annual line testing |  | UST Currently In Use: 2; UST Temp Close: 0; AST Currently In Use: 0; AST Temp Closed: 0 | 2 | 0 | 0 | 22841-089-015750 | ADLS CORPORATION
42720 | Temporary Closed | 2007-08-31 | 1991-05-27 |  | Petroleum | Unleaded gasoline | Unleaded gasoline | Retail | Steel | Steel | Coated & cathodic protection (sti-P3) |  | Fiberglass reinforced plastic |  |  | Other, FLXS ISOLA | Catchment Basin, Single walled catchment basin | Automatic shutoff device At 95% full | Automatic shutoff device At 95% full |  |  | Statistical Inventory Reconciliation (SIR) | [8 empty] | UST Currently In Use: 0; UST Temp Close: 4; AST Currently In Use: 0; AST Temp Closed: 0 | 0 | 4 | 0 | 21702-127-003423 | LLOYD RAY GUTHRIE
42721 | Temporary Closed | 2007-08-31 | 1991-05-27 |  | Petroleum | Unleaded gasoline | Unleaded gasoline | Retail | Steel | Steel | Coated & cathodic protection (sti-P3) |  | Fiberglass reinforced plastic |  |  | Other, FLXS ISOLA | Catchment Basin, Single walled catchment basin | Automatic shutoff device At 95% full | Automatic shutoff device At 95% full |  |  | Statistical Inventory Reconciliation (SIR) | [5 empty] | Annual line testing | Annual line testing |  | UST Currently In Use: 0; UST Temp Close: 4; AST Currently In Use: 0; AST Temp Closed: 0 | 0 | 4 | 0 | 21702-127-003423 | LLOYD RAY GUTHRIE
42722 | Temporary Closed | 2007-08-31 | 1991-05-27 |  | Petroleum | Unleaded gasoline | Unleaded gasoline | Retail | Steel | Steel | Coated & cathodic protection (sti-P3) |  | Fiberglass reinforced plastic |  |  | Other, FLXS ISOLA | Catchment Basin, Single walled catchment basin | Automatic shutoff device At 95% full | Automatic shutoff device At 95% full |  |  | Statistical Inventory Reconciliation (SIR) | [5 empty] | Annual line testing | Annual line testing |  | UST Currently In Use: 0; UST Temp Close: 4; AST Currently In Use: 0; AST Temp Closed: 0 | 0 | 4 | 0 | 21702-127-003423 | LLOYD RAY GUTHRIE
42723 | Temporary Closed | 2007-08-31 | 1991-05-27 |  | Petroleum | Unleaded gasoline | Unleaded gasoline | Retail | Steel | Steel | Coated & cathodic protection (sti-P3) |  | Fiberglass reinforced plastic |  |  | Other, FLXS ISOLA | Catchment Basin, Single walled catchment basin | Automatic shutoff device At 95% full | Automatic shutoff device At 95% full |  |  | Statistical Inventory Reconciliation (SIR) | [5 empty] | Annual line testing | Annual line testing |  | UST Currently In Use: 0; UST Temp Close: 4; AST Currently In Use: 0; AST Temp Closed: 0 | 0 | 4 | 0 | 21702-127-003423 | LLOYD RAY GUTHRIE
42724 | Permanently Closed | 2001-10-19 | 1991-08-01 | 2001-10-19 | Petroleum | On road diesel | On road diesel |  | Steel | Steel | Coated & cathodic protection (sti-P3) |  | Fiberglass reinforced plastic |  | 1901-01-01 | None | Catchment Basin, Single walled catchment basin | Flow Rest 90% Full | Flow Rest 90% Full |  |  | Automatic Tank Gauge | [5 empty] | Annual line testing | Annual line testing |  | UST Currently In Use: 0; UST Temp Close: 0; AST Currently In Use: 0; AST Temp Closed: 0 | 0 | 0 | 2 | 13617-101-014917 | SOUTHERN NATIONAL LEASE INC
42725 | Currently in Use |  | 1991-07-17 |  | Petroleum | Unleaded gasoline | Unleaded gasoline | Retail | Fiberglass reinforced plastic | Fiberglass reinforced plastic |  |  | Fiberglass reinforced plastic |  | 1901-01-01 |  | Catchment Basin, Single walled catchment basin | Flow Rest 90% Full | Flow Rest 90% Full |  |  | Continuous Automatic Tank Gauge |  | Automatic shutoff device (AELLD) | Automatic shutoff device (AELLD) |  |  | Automatic electronic line leak detector (AELLD) | Automatic electronic line leak detector (AELLD) |  | UST Currently In Use: 3; UST Temp Close: 0; AST Currently In Use: 0; AST Temp Closed: 0 | 3 | 0 | 5 | 13526-021-008005 | MOORE OIL COMPANY, INC.
42726 | Currently in Use |  | 1991-07-17 |  | Petroleum | Premium gasoline | Premium gasoline | Retail | Fiberglass reinforced plastic | Fiberglass reinforced plastic |  |  | Fiberglass reinforced plastic |  | 1901-01-01 |  | Catchment Basin, Single walled catchment basin | Flow Rest 90% Full | Flow Rest 90% Full |  |  | Continuous Automatic Tank Gauge |  | Automatic shutoff device (AELLD) | Automatic shutoff device (AELLD) |  |  | Automatic electronic line leak detector (AELLD) | Automatic electronic line leak detector (AELLD) |  | UST Currently In Use: 3; UST Temp Close: 0; AST Currently In Use: 0; AST Temp Closed: 0 | 3 | 0 | 5 | 13526-021-008005 | MOORE OIL COMPANY, INC.
42727 | Currently in Use |  | 1991-07-17 |  | Petroleum | Unleaded gasoline | Unleaded gasoline | Retail | Fiberglass reinforced plastic | Fiberglass reinforced plastic |  |  | Fiberglass reinforced plastic |  | 1901-01-01 |  | Catchment Basin, Single walled catchment basin | Flow Rest 90% Full | Flow Rest 90% Full |  |  | Continuous Automatic Tank Gauge |  | Automatic shutoff device (AELLD) | Automatic shutoff device (AELLD) |  |  | Automatic electronic line leak detector (AELLD) | Automatic electronic line leak detector (AELLD) |  | UST Currently In Use: 3; UST Temp Close: 0; AST Currently In Use: 0; AST Temp Closed: 0 | 3 | 0 | 5 | 13526-021-008005 | MOORE OIL COMPANY, INC.
42728 | Permanently Closed | 1996-01-01 | 1991-06-18 | 1996-01-26 | Petroleum | On road diesel | On road diesel | Bulk facility | Steel | Steel | Coated & cathodic protection (sti-P3) |  | Fiberglass reinforced plastic |  | 1901-01-01 | None | Catchment Basin, Single walled catchment basin | Flow Rest 90% Full | Flow Rest 90% Full | [11 empty] | UST Currently In Use: 0; UST Temp Close: 0; AST Currently In Use: 0; AST Temp Closed: 0 | 0 | 0 | 2 | 17498-101-015102 | ALABAMA CROWN DISTIRBUTING CO
42729 | Permanently Closed | 1996-01-01 | 1991-06-18 | 1996-01-26 | Petroleum | Unleaded gasoline | Unleaded gasoline | Bulk facility | Steel | Steel | Coated & cathodic protection (sti-P3) |  | Fiberglass reinforced plastic |  | 1901-01-01 | None | Catchment Basin, Single walled catchment basin | Flow Rest 90% Full | Flow Rest 90% Full | [11 empty] | UST Currently In Use: 0; UST Temp Close: 0; AST Currently In Use: 0; AST Temp Closed: 0 | 0 | 0 | 2 | 17498-101-015102 | ALABAMA CROWN DISTIRBUTING CO
42730 | Permanently Closed | 1998-12-18 | 1972-01-01 | 1998-12-18 | Petroleum | On road diesel | On road diesel | Local government | Steel | Steel |  |  | Steel |  | 1901-01-01 | [12 empty] | Annual line testing | Annual line testing |  | UST Currently In Use: 0; UST Temp Close: 0; AST Currently In Use: 0; AST Temp Closed: 0 | 0 | 0 | 3 | 11043-025-001154 | CITY OF JACKSON
42731 | Currently in Use |  | 1991-10-21 |  | Petroleum | On road diesel | On road diesel | Industrial | Steel | Steel | Coated & cathodic protection (sti-P3) |  | Fiberglass reinforced plastic |  |  |  | Catchment Basin, Single walled catchment basin | Automatic shutoff device At 95% full | Automatic shutoff device At 95% full | Interstitial Monitoring within Secondary Containment |  | Continuous Automatic Tank Gauge |  | Automatic flow restrictor (MLLD) | Automatic flow restrictor (MLLD) |  |  | Annual line testing | Annual line testing |  | UST Currently In Use: 1; UST Temp Close: 0; AST Currently In Use: 0; AST Temp Closed: 0 | 1 | 0 | 0 | 22614-085-015114 | KOCH FOODS OF ALABAMA LLC
42732 | Currently in Use |  | 1991-08-19 |  | Petroleum | Unleaded gasoline | Unleaded gasoline | Industrial | Double Wall, Fiberglass reinforced plastic | Fiberglass reinforced plastic |  |  | Double Wall, Fiberglass reinforced plastic |  |  | None | Catchment Basin, Single walled catchment basin | Automatic shutoff device At 95% full | Automatic shutoff device At 95% full | Interstitial Monitoring within Secondary Containment | SENSOR TO ATG | Automatic Tank Gauge | Single walled submersible pump containment sump | Automatic flow restrictor (MLLD), Containment Sump | Containment Sump |  |  | Annual line testing | Annual line testing |  | UST Currently In Use: 1; UST Temp Close: 0; AST Currently In Use: 0; AST Temp Closed: 0 | 1 | 0 | 2 | 15094-093-002654 | UNITED PARCEL SERVICE
42734 | Temporary Closed | 2011-01-01 | 1992-03-05 |  | Petroleum | Unleaded gasoline | Unleaded gasoline | Retail | Single Wall, Steel | Steel | Coated & cathodic protection (sti-P3) |  | Double Wall, Fiberglass reinforced plastic |  |  |  | Catchment Basin, Single walled catchment basin | Automatic shutoff device At 95% full, Flow Rest 90% Full | Flow Rest 90% Full |  |  | Continuous Automatic Tank Gauge |  | Automatic shutoff device (AELLD) | Automatic shutoff device (AELLD) | [5 empty] | UST Currently In Use: 0; UST Temp Close: 3; AST Currently In Use: 0; AST Temp Closed: 0 | 0 | 3 | 2 | 15420-015-003251 | MAPCO EXPRESS, LLC
42735 | Temporary Closed | 2011-01-01 | 1992-03-05 |  | Petroleum | Mid-grade gasoline | Mid-grade gasoline | Retail | Single Wall, Steel | Steel | Coated & cathodic protection (sti-P3) |  | Double Wall, Fiberglass reinforced plastic |  |  |  | Catchment Basin, Single walled catchment basin | Automatic shutoff device At 95% full, Flow Rest 90% Full | Flow Rest 90% Full |  |  | Continuous Automatic Tank Gauge |  | Automatic shutoff device (AELLD) | Automatic shutoff device (AELLD) | [5 empty] | UST Currently In Use: 0; UST Temp Close: 3; AST Currently In Use: 0; AST Temp Closed: 0 | 0 | 3 | 2 | 15420-015-003251 | MAPCO EXPRESS, LLC
42736 | Temporary Closed | 2011-01-01 | 1992-03-05 |  | Petroleum | Premium gasoline | Premium gasoline | Retail | Single Wall, Steel | Steel | Coated & cathodic protection (sti-P3) |  | Double Wall, Fiberglass reinforced plastic |  |  |  | Catchment Basin, Single walled catchment basin | Automatic shutoff device At 95% full, Flow Rest 90% Full | Flow Rest 90% Full |  |  | Continuous Automatic Tank Gauge |  | Automatic shutoff device (AELLD) | Automatic shutoff device (AELLD) | [5 empty] | UST Currently In Use: 0; UST Temp Close: 3; AST Currently In Use: 0; AST Temp Closed: 0 | 0 | 3 | 2 | 15420-015-003251 | MAPCO EXPRESS, LLC
42737 | Currently in Use |  | 1992-01-23 |  | Petroleum | On road diesel | On road diesel | Industrial | Double Wall, Fiberglass reinforced plastic | Fiberglass reinforced plastic |  |  | Flexible, Single Wall, BLUE | SA&TCI | 1901-01-01 | None | Catchment Basin, Single walled catchment basin | Automatic shutoff device At 95% full | Automatic shutoff device At 95% full | Interstitial Monitoring within Secondary Containment |  | Continuous Automatic Tank Gauge |  | Automatic shutoff device (AELLD) | Automatic shutoff device (AELLD) |  |  | Continuous alarm system | Continuous alarm system |  | UST Currently In Use: 2; UST Temp Close: 0; AST Currently In Use: 0; AST Temp Closed: 0 | 2 | 0 | 2 | 10146-073-010995 | ALABAMA POWER COMPANY
42738 | Permanently Closed | 1995-10-16 | 1984-01-01 | 1995-10-16 | Petroleum | On road diesel | On road diesel |  | Steel | Steel |  | Painted or None | Steel |  | 1901-01-01 | None | [11 empty] | Annual line testing | Annual line testing |  | UST Currently In Use: 0; UST Temp Close: 0; AST Currently In Use: 0; AST Temp Closed: 0 | 0 | 0 | 4 | 17606-089-015751 | WILSON LUMBER COMPANY
42739 | Permanently Closed | 1993-02-02 | 1976-01-01 | 1993-02-02 | Petroleum | Kerosene | Kerosene |  | Steel | Steel |  | Painted or None | Steel |  | 1901-01-01 | None | [14 empty] | UST Currently In Use: 0; UST Temp Close: 0; AST Currently In Use: 0; AST Temp Closed: 0 | 0 | 0 | 4 | 17606-089-015751 | WILSON LUMBER COMPANY
42740 | Permanently Closed | 1995-10-16 | 1983-01-01 | 1995-10-16 | Petroleum | Unleaded gasoline | Unleaded gasoline |  | Steel | Steel |  | Painted or None | Steel |  | 1901-01-01 | None | [11 empty] | Annual line testing | Annual line testing |  | UST Currently In Use: 0; UST Temp Close: 0; AST Currently In Use: 0; AST Temp Closed: 0 | 0 | 0 | 4 | 17606-089-015751 | WILSON LUMBER COMPANY
42741 | Permanently Closed | 1995-10-16 | 1982-01-01 | 1995-10-16 | Petroleum | Used oil | Used oil |  | Steel | Steel |  | Painted or None | Steel |  | 1901-01-01 | None | [11 empty] | Annual line testing | Annual line testing |  | UST Currently In Use: 0; UST Temp Close: 0; AST Currently In Use: 0; AST Temp Closed: 0 | 0 | 0 | 4 | 17606-089-015751 | WILSON LUMBER COMPANY
42742 | Currently in Use |  | 1991-03-21 |  | Petroleum | Unleaded gasoline | Unleaded gasoline | Local government | Fiberglass reinforced plastic | Fiberglass reinforced plastic |  |  | Fiberglass reinforced plastic |  | 1901-01-01 | None | Catchment Basin, Single walled catchment basin | Automatic shutoff device At 95% full | Automatic shutoff device At 95% full |  |  | Continuous Automatic Tank Gauge | [8 empty] | UST Currently In Use: 3; UST Temp Close: 0; AST Currently In Use: 0; AST Temp Closed: 0 | 3 | 0 | 0 | 11044-015-015694 | CITY OF JACKSONVILLE
42743 | Currently in Use |  | 1991-03-21 |  | Petroleum | Unleaded gasoline | Unleaded gasoline | Local government | Fiberglass reinforced plastic | Fiberglass reinforced plastic |  |  | Fiberglass reinforced plastic |  | 1901-01-01 | None | Catchment Basin, Single walled catchment basin | Automatic shutoff device At 95% full | Automatic shutoff device At 95% full |  |  | Continuous Automatic Tank Gauge | [8 empty] | UST Currently In Use: 3; UST Temp Close: 0; AST Currently In Use: 0; AST Temp Closed: 0 | 3 | 0 | 0 | 11044-015-015694 | CITY OF JACKSONVILLE
42744 | Currently in Use |  | 1991-03-21 |  | Petroleum | On road diesel | On road diesel | Local government | Fiberglass reinforced plastic | Fiberglass reinforced plastic |  |  | Fiberglass reinforced plastic |  | 1901-01-01 | None | Catchment Basin, Single walled catchment basin | Automatic shutoff device At 95% full | Automatic shutoff device At 95% full |  |  | Continuous Automatic Tank Gauge | [8 empty] | UST Currently In Use: 3; UST Temp Close: 0; AST Currently In Use: 0; AST Temp Closed: 0 | 3 | 0 | 0 | 11044-015-015694 | CITY OF JACKSONVILLE
42745 | Permanently Closed | 1999-01-07 | 1991-08-10 | 1999-01-07 | Petroleum | Unleaded gasoline | Unleaded gasoline |  | Steel | Steel | Coated & cathodic protection (sti-P3) |  | Fiberglass reinforced plastic |  | 1901-01-01 | None | Catchment Basin, Single walled catchment basin | Automatic shutoff device At 95% full | Automatic shutoff device At 95% full | [11 empty] | UST Currently In Use: 0; UST Temp Close: 0; AST Currently In Use: 0; AST Temp Closed: 0 | 0 | 0 | 1 | 13284-133-015115 | H.L. MARTIN DISTRIBUTING CO.
42746 | Currently in Use |  | 1990-11-04 |  | Petroleum | Aviation fuel (JP-4; etc.) | Aviation fuel (JP-4; etc.) | State/federal government | Steel | Steel | Coated & cathodic protection (sti-P3) |  | Fiberglass reinforced plastic |  |  |  | Catchment Basin, Single walled catchment basin | Automatic shutoff device At 95% full | Automatic shutoff device At 95% full |  |  | Automatic Tank Gauge | [8 empty] | UST Currently In Use: 1; UST Temp Close: 0; AST Currently In Use: 0; AST Temp Closed: 0 | 1 | 0 | 1 | 15048-101-009347 | U S AIR FORCE
42747 | Permanently Closed | 1988-11-01 | 1977-10-02 | 1988-11-01 | Petroleum | Unleaded gasoline | Unleaded gasoline | Bulk facility | Steel | Steel |  | Painted or None | Steel |  | 1901-01-01 | [15 empty] | UST Currently In Use: 0; UST Temp Close: 0; AST Currently In Use: 0; AST Temp Closed: 0 | 0 | 0 | 2 | 14462-101-015116 | BELLSOUTH TELECOMM. DBA AT&T ALA.
42748 | Permanently Closed | 1993-04-22 | 1988-11-07 | 1993-04-22 | Petroleum | Unleaded gasoline | Unleaded gasoline | Bulk facility | Fiberglass coated steel, Fiberglass reinforced plastic | Fiberglass reinforced plastic |  |  | Other, COPPER |  | 1901-01-01 | Other, PVC | Catchment Basin, Single walled catchment basin | Audible high level alarm At 90% full | Audible high level alarm At 90% full |  |  | Automatic Tank Gauge | [8 empty] | UST Currently In Use: 0; UST Temp Close: 0; AST Currently In Use: 0; AST Temp Closed: 0 | 0 | 0 | 2 | 14462-101-015116 | BELLSOUTH TELECOMM. DBA AT&T ALA.
42749 | Permanently Closed | 1993-05-10 | 1988-03-08 | 1993-05-10 | Petroleum | Unleaded gasoline | Unleaded gasoline | Bulk facility | Fiberglass coated steel, Fiberglass reinforced plastic | Fiberglass reinforced plastic |  |  | Other, COPPER |  | 1901-01-01 | Other, FRP | Catchment Basin, Single walled catchment basin | Audible high level alarm At 90% full | Audible high level alarm At 90% full |  |  | Automatic Tank Gauge | [8 empty] | UST Currently In Use: 0; UST Temp Close: 0; AST Currently In Use: 0; AST Temp Closed: 0 | 0 | 0 | 2 | 14462-127-015117 | BELLSOUTH TELECOMM. DBA AT&T ALA.
42750 | Currently in Use |  | 1992-02-19 |  | Petroleum | Unleaded gasoline | Unleaded gasoline | Retail | Steel | Steel | Coated & cathodic protection (sti-P3) |  | Fiberglass reinforced plastic |  |  |  | Catchment Basin, Single walled catchment basin | Automatic shutoff device At 95% full | Automatic shutoff device At 95% full |  |  | Automatic Tank Gauge | [8 empty] | UST Currently In Use: 2; UST Temp Close: 0; AST Currently In Use: 0; AST Temp Closed: 0 | 2 | 0 | 5 | 22399-075-000481 | CRAIG LOLLAR
42752 | Currently in Use |  | 1992-02-19 |  | Petroleum | Premium gasoline | Premium gasoline | Retail | Steel | Steel | Coated & cathodic protection (sti-P3) |  | Fiberglass reinforced plastic |  |  |  | Catchment Basin, Single walled catchment basin | Automatic shutoff device At 95% full | Automatic shutoff device At 95% full |  |  | Automatic Tank Gauge | [8 empty] | UST Currently In Use: 2; UST Temp Close: 0; AST Currently In Use: 0; AST Temp Closed: 0 | 2 | 0 | 5 | 22399-075-000481 | CRAIG LOLLAR
42753 | Temporary Closed | 2004-12-01 | 1991-09-08 |  | Petroleum | Unleaded gasoline | Unleaded gasoline | Retail | Steel | Steel | Coated & cathodic protection (sti-P3) |  | Fiberglass reinforced plastic |  |  |  | Catchment Basin, Single walled catchment basin | Flow Rest 90% Full | Flow Rest 90% Full |  |  | Automatic Tank Gauge | [8 empty] | UST Currently In Use: 0; UST Temp Close: 1; AST Currently In Use: 0; AST Temp Closed: 0 | 0 | 1 | 0 | 24362-051-004616 | STUART FORSYTH
42754 | Temporary Closed | 2009-04-01 | 1991-09-05 |  | Petroleum | Unleaded gasoline | Unleaded gasoline | Retail | Steel | Steel | Coated & cathodic protection (sti-P3) |  | Fiberglass reinforced plastic |  | 1901-01-01 |  | Catchment Basin, Single walled catchment basin | Flow Rest 90% Full | Flow Rest 90% Full |  |  | Statistical Inventory Reconciliation (SIR) | [8 empty] | UST Currently In Use: 0; UST Temp Close: 1; AST Currently In Use: 0; AST Temp Closed: 0 | 0 | 1 | 0 | 25653-051-015118 | LYLE WILLTS
42755 | Permanently Closed | 2007-05-04 | 1985-06-01 | 2007-06-04 | Petroleum | Unleaded gasoline | Unleaded gasoline | Local government | Steel | Steel | Coated & cathodic protection (sti-P3) |  | Steel |  | 1901-01-01 | Field installed cathodic protection | Catchment Basin, Single walled catchment basin | Automatic shutoff device At 95% full | Automatic shutoff device At 95% full |  |  | Statistical Inventory Reconciliation (SIR) | [8 empty] | UST Currently In Use: 0; UST Temp Close: 0; AST Currently In Use: 0; AST Temp Closed: 0 | 0 | 0 | 1 | 17698-097-015595 | CITY OF BAYOU LA BATRE
42756 | Permanently Closed | 1998-12-16 | 1986-09-01 | 1998-12-16 | Petroleum | On road diesel | On road diesel |  | Steel | Steel | Coated & cathodic protection (sti-P3) |  | Steel |  | 1901-01-01 | Field installed cathodic protection | [14 empty] | UST Currently In Use: 0; UST Temp Close: 0; AST Currently In Use: 0; AST Temp Closed: 0 | 0 | 0 | 3 | 11673-091-007247 | ELK FOOD CENTERS INC
42757 | Permanently Closed | 2002-01-29 | 1991-06-25 | 2002-01-29 | Petroleum | On road diesel | On road diesel | Emergency power generator | Steel | Steel | Coated & cathodic protection (sti-P3) |  | Fiberglass reinforced plastic |  | 1901-01-01 | Field installed cathodic protection | [14 empty] | UST Currently In Use: 0; UST Temp Close: 0; AST Currently In Use: 0; AST Temp Closed: 0 | 0 | 0 | 1 | 17608-089-015752 | HUNTSVILLE SUMMIT APTS
42758 | Permanently Closed | 1993-10-28 | 1992-02-07 | 1998-10-28 | Petroleum | Unleaded gasoline | Unleaded gasoline | State/federal government | Fiberglass reinforced plastic | Fiberglass reinforced plastic |  |  | Fiberglass reinforced plastic |  | 1901-01-01 | None | Catchment Basin, Single walled catchment basin | Automatic shutoff device At 95% full | Automatic shutoff device At 95% full |  |  | Automatic Tank Gauge |  |  |  | Interstitial Monitoring within Secondary Containment |  |  |  |  | UST Currently In Use: 0; UST Temp Close: 0; AST Currently In Use: 0; AST Temp Closed: 0 | 0 | 0 | 10 | 15107-073-011119 | UNITED STATES POSTAL SERVICE
42759 | Permanently Closed | 1993-10-28 | 1992-02-07 | 1998-10-28 | Petroleum | On road diesel | On road diesel | State/federal government | Fiberglass reinforced plastic | Fiberglass reinforced plastic |  |  | Fiberglass reinforced plastic |  | 1901-01-01 | None | Catchment Basin, Single walled catchment basin | Automatic shutoff device At 95% full | Automatic shutoff device At 95% full |  |  | Automatic Tank Gauge |  |  |  | Interstitial Monitoring within Secondary Containment |  |  |  |  | UST Currently In Use: 0; UST Temp Close: 0; AST Currently In Use: 0; AST Temp Closed: 0 | 0 | 0 | 10 | 15107-073-011119 | UNITED STATES POSTAL SERVICE
42760 | Permanently Closed | 1993-10-28 | 1992-02-07 | 1998-10-28 | Petroleum | Other, NEW OIL | Other | State/federal government | Fiberglass reinforced plastic | Fiberglass reinforced plastic |  |  | Fiberglass reinforced plastic |  | 1901-01-01 | None | Catchment Basin, Single walled catchment basin | Automatic shutoff device At 95% full | Automatic shutoff device At 95% full |  |  | Automatic Tank Gauge |  |  |  | Interstitial Monitoring within Secondary Containment |  |  |  |  | UST Currently In Use: 0; UST Temp Close: 0; AST Currently In Use: 0; AST Temp Closed: 0 | 0 | 0 | 10 | 15107-073-011119 | UNITED STATES POSTAL SERVICE
42761 | Permanently Closed | 1993-10-28 | 1992-02-07 | 1998-10-28 | Petroleum | Used oil | Used oil | State/federal government | Fiberglass reinforced plastic | Fiberglass reinforced plastic |  |  | Fiberglass reinforced plastic |  | 1901-01-01 | None | Catchment Basin, Single walled catchment basin | Automatic shutoff device At 95% full | Automatic shutoff device At 95% full |  |  | Automatic Tank Gauge | [8 empty] | UST Currently In Use: 0; UST Temp Close: 0; AST Currently In Use: 0; AST Temp Closed: 0 | 0 | 0 | 10 | 15107-073-011119 | UNITED STATES POSTAL SERVICE
42762 | Permanently Closed | 2000-07-01 | 1991-07-01 | 2006-03-17 | Petroleum | On road diesel | On road diesel | Local government | Steel | Steel | Coated & cathodic protection (sti-P3) |  | Fiberglass reinforced plastic |  | 1901-01-01 | None | Catchment Basin, Single walled catchment basin | Automatic shutoff device At 95% full | Automatic shutoff device At 95% full |  |  | Statistical Inventory Reconciliation (SIR) | [8 empty] | UST Currently In Use: 0; UST Temp Close: 0; AST Currently In Use: 0; AST Temp Closed: 0 | 0 | 0 | 1 | 22377-073-015695 | JEFFERSON COUNTY EIDA
42763 | Currently in Use |  | 1992-01-20 |  | Petroleum | Unleaded gasoline | Unleaded gasoline | Retail | Steel | Steel | Coated & cathodic protection (sti-P3) |  | Fiberglass reinforced plastic |  |  |  | Catchment Basin, Single walled catchment basin | Flow Rest 90% Full | Flow Rest 90% Full |  |  | Statistical Inventory Reconciliation (SIR) | [8 empty] | UST Currently In Use: 1; UST Temp Close: 0; AST Currently In Use: 1; AST Temp Closed: 0 | 1 | 0 | 1 | 21513-041-004571 | ANNETTE FAULK MCNEIL
42764 | Currently in Use |  | 1991-12-11 |  | Petroleum | On road diesel | On road diesel |  | Fiberglass coated steel | Fiberglass coated steel |  |  | Fiberglass reinforced plastic |  | 1901-01-01 | None | Catchment Basin, Single walled catchment basin | Automatic shutoff device At 95% full | Automatic shutoff device At 95% full |  |  | Automatic Tank Gauge | [8 empty] | UST Currently In Use: 1; UST Temp Close: 0; AST Currently In Use: 0; AST Temp Closed: 0 | 1 | 0 | 1 | 14296-101-000378 | SAIA MOTOR FREIGHT LINE INC
42765 | Permanently Closed | 2022-06-30 | 1992-03-01 | 2023-03-10 | Petroleum | Unleaded gasoline | Unleaded gasoline | Industrial | Double Wall, Steel | Steel | Coated & cathodic protection (sti-P3) |  | Double Wall, Fiberglass reinforced plastic |  |  |  | Catchment Basin, Single walled catchment basin | Automatic shutoff device At 95% full, Flow Rest 90% Full | Flow Rest 90% Full |  |  | Continuous Automatic Tank Gauge |  | Automatic shutoff device (AELLD) | Automatic shutoff device (AELLD) | [5 empty] | UST Currently In Use: 0; UST Temp Close: 0; AST Currently In Use: 0; AST Temp Closed: 0 | 0 | 0 | 7 | 10146-125-011569 | ALABAMA POWER COMPANY
42766 | Permanently Closed | 2023-03-01 | 1992-03-01 | 2023-03-10 | Petroleum | On road diesel | On road diesel | Industrial | Double Wall, Steel | Steel | Coated & cathodic protection (sti-P3) |  | Double Wall, Fiberglass reinforced plastic |  |  |  | Catchment Basin, Single walled catchment basin | Automatic shutoff device At 95% full, Flow Rest 90% Full | Flow Rest 90% Full |  |  | Continuous Automatic Tank Gauge |  | Automatic shutoff device (AELLD) | Automatic shutoff device (AELLD) | [5 empty] | UST Currently In Use: 0; UST Temp Close: 0; AST Currently In Use: 0; AST Temp Closed: 0 | 0 | 0 | 7 | 10146-125-011569 | ALABAMA POWER COMPANY
42767 | Permanently Closed | 2023-06-01 | 1992-01-27 |  | Petroleum | Used oil | Used oil | Industrial | Fiberglass reinforced plastic | Fiberglass reinforced plastic |  |  | Fiberglass reinforced plastic |  |  |  | Catchment Basin, EXEMPT | Audible high level alarm At 90% full, EXEMPT | Audible high level alarm At 90% full | Interstitial Monitoring within Secondary Containment | [10 empty] | UST Currently In Use: 0; UST Temp Close: 0; AST Currently In Use: 0; AST Temp Closed: 0 | 0 | 0 | 7 | 10146-125-011569 | ALABAMA POWER COMPANY
42768 | Currently in Use |  | 1991-12-01 |  | Petroleum | Unleaded gasoline | Unleaded gasoline | Retail | Steel | Steel | Coated & cathodic protection (sti-P3) |  | Fiberglass reinforced plastic |  |  | Other, FLXS ISOLA | Catchment Basin, Single walled catchment basin | Audible high level alarm At 90% full | Audible high level alarm At 90% full |  |  | Automatic Tank Gauge |  | Automatic flow restrictor (MLLD) | Automatic flow restrictor (MLLD) |  |  | Annual line testing | Annual line testing |  | UST Currently In Use: 2; UST Temp Close: 0; AST Currently In Use: 0; AST Temp Closed: 0 | 2 | 0 | 0 | 25816-081-015519 | PRIME CORNER PROPERTY LLC
42769 | Currently in Use |  | 1991-12-01 |  | Petroleum | Premium gasoline | Premium gasoline | Retail | Steel | Steel | Coated & cathodic protection (sti-P3) |  | Fiberglass reinforced plastic |  |  | Other, FLXS ISOLA | Catchment Basin, Single walled catchment basin | Audible high level alarm At 90% full | Audible high level alarm At 90% full |  |  | Automatic Tank Gauge |  | Automatic flow restrictor (MLLD), Containment Sump | Containment Sump |  |  | Annual line testing | Annual line testing |  | UST Currently In Use: 2; UST Temp Close: 0; AST Currently In Use: 0; AST Temp Closed: 0 | 2 | 0 | 0 | 25816-081-015519 | PRIME CORNER PROPERTY LLC
42770 | Currently in Use |  | 1991-12-17 |  | Petroleum | Unleaded gasoline | Unleaded gasoline | Local government | Fiberglass reinforced plastic, Single Wall | Single Wall |  |  | Double Wall, Fiberglass reinforced plastic |  | 1901-01-01 |  | Catchment Basin, Single walled catchment basin | Automatic shutoff device At 95% full, Flow Rest 90% Full | Flow Rest 90% Full |  |  | Automatic Tank Gauge |  | Automatic flow restrictor (MLLD), Containment Sump | Containment Sump |  |  | Annual line testing | Annual line testing |  | UST Currently In Use: 2; UST Temp Close: 0; AST Currently In Use: 0; AST Temp Closed: 0 | 2 | 0 | 3 | 11422-049-001024 | DEKALB COUNTY ROAD DEPT
42771 | Currently in Use |  | 1991-12-17 |  | Petroleum | On road diesel | On road diesel | Local government | Fiberglass reinforced plastic, Single Wall | Single Wall |  |  | Double Wall, Fiberglass reinforced plastic |  | 1901-01-01 |  | Catchment Basin, Single walled catchment basin | Automatic shutoff device At 95% full, Flow Rest 90% Full | Flow Rest 90% Full |  |  | Automatic Tank Gauge |  | Automatic flow restrictor (MLLD), Containment Sump | Containment Sump |  |  | Annual line testing | Annual line testing |  | UST Currently In Use: 2; UST Temp Close: 0; AST Currently In Use: 0; AST Temp Closed: 0 | 2 | 0 | 3 | 11422-049-001024 | DEKALB COUNTY ROAD DEPT
42773 | Permanently Closed | 1998-12-01 | 1992-02-06 | 2000-06-10 | Petroleum | Unleaded gasoline | Unleaded gasoline | Retail | Steel | Steel | Coated & cathodic protection (sti-P3) |  | Fiberglass reinforced plastic |  | 1901-01-01 | Other, DOUBLEWALL | Catchment Basin, Single walled catchment basin | Audible high level alarm At 90% full, Automatic shutoff device At 95% full | Automatic shutoff device At 95% full | Interstitial Monitoring within Secondary Containment |  | Continuous Automatic Tank Gauge | [5 empty] | Annual line testing | Annual line testing |  | UST Currently In Use: 0; UST Temp Close: 0; AST Currently In Use: 0; AST Temp Closed: 0 | 0 | 0 | 2 | 10094-033-015753 | ALABAMA OIL CO. OF SHEFFIELD, INC.
42774 | Permanently Closed | 1998-12-01 | 1992-02-06 | 2000-06-10 | Petroleum | Unleaded gasoline | Unleaded gasoline | Retail | Steel | Steel | Coated & cathodic protection (sti-P3) |  | Fiberglass reinforced plastic |  | 1901-01-01 | Other, DOUBLEWALL | Catchment Basin, Single walled catchment basin | Audible high level alarm At 90% full, Automatic shutoff device At 95% full | Automatic shutoff device At 95% full | Interstitial Monitoring within Secondary Containment |  | Continuous Automatic Tank Gauge | [5 empty] | Annual line testing | Annual line testing |  | UST Currently In Use: 0; UST Temp Close: 0; AST Currently In Use: 0; AST Temp Closed: 0 | 0 | 0 | 2 | 10094-033-015753 | ALABAMA OIL CO. OF SHEFFIELD, INC.
42775 |  | 1990-01-01 | 1975-01-01 |  | Petroleum | Other, EMPTY | Other | [7 empty] | 1901-01-01 | [15 empty] | UST Currently In Use: 0; UST Temp Close: 0; AST Currently In Use: 0; AST Temp Closed: 0 | 0 | 0 | 0 | 17611-089-015754 | MID SOUTHERN EQUIPMENT CORP
42776 | Cannot Locate or abandoned | 1998-12-21 | 1988-09-08 |  | Petroleum | On road diesel | On road diesel |  | Steel | Steel | Coated & cathodic protection (sti-P3) |  | Fiberglass reinforced plastic |  | 1901-01-01 | [15 empty] | UST Currently In Use: 0; UST Temp Close: 0; AST Currently In Use: 0; AST Temp Closed: 0 | 0 | 0 | 0 | 17725-013-015596 | PINKARD OIL COMPANY
42777 | Permanently Closed | 2011-12-09 | 1992-02-14 | 2023-09-26 | Petroleum | Unleaded gasoline | Unleaded gasoline | Local government | Fiberglass reinforced plastic | Fiberglass reinforced plastic |  |  | Fiberglass reinforced plastic |  | 1901-01-01 |  | Catchment Basin, Single walled catchment basin | Flow Rest 90% Full | Flow Rest 90% Full |  |  | Automatic Tank Gauge | [8 empty] | UST Currently In Use: 0; UST Temp Close: 0; AST Currently In Use: 0; AST Temp Closed: 0 | 0 | 0 | 4 | 11045-017-010039 | CITY OF LAFAYETTE
42778 | Permanently Closed | 2011-12-09 | 1992-02-14 | 2023-09-26 | Petroleum | On road diesel | On road diesel | Local government | Fiberglass reinforced plastic | Fiberglass reinforced plastic |  |  | Fiberglass reinforced plastic |  | 1901-01-01 |  | Catchment Basin, Single walled catchment basin | Flow Rest 90% Full | Flow Rest 90% Full |  |  | Automatic Tank Gauge | [8 empty] | UST Currently In Use: 0; UST Temp Close: 0; AST Currently In Use: 0; AST Temp Closed: 0 | 0 | 0 | 4 | 11045-017-010039 | CITY OF LAFAYETTE
42779 | Permanently Closed | 1997-08-07 | 1986-11-01 | 1997-08-07 | Petroleum | On road diesel | On road diesel | Emergency power generator | Steel | Steel |  | Painted or None | Steel |  | 1901-01-01 |  |  | Audible high level alarm At 90% full, Automatic shutoff device At 95% full, Flow Rest 90% Full | Flow Rest 90% Full | [11 empty] | UST Currently In Use: 0; UST Temp Close: 0; AST Currently In Use: 0; AST Temp Closed: 0 | 0 | 0 | 1 | 17711-043-015696 | CULLMAN OUTPATIENT CENTER
42780 | Temporary Closed | 2007-10-27 | 1991-09-10 |  | Petroleum | Premium gasoline | Premium gasoline | Local government | Steel | Steel | Coated & cathodic protection (sti-P3) |  | Fiberglass reinforced plastic |  |  |  | Catchment Basin, Single walled catchment basin | Automatic shutoff device At 95% full | Automatic shutoff device At 95% full |  |  | Statistical Inventory Reconciliation (SIR) | [8 empty] | UST Currently In Use: 0; UST Temp Close: 2; AST Currently In Use: 0; AST Temp Closed: 0 | 0 | 2 | 0 | 17712-055-015697 | ETOWAH CO BOARD OF EDUCATION
42781 | Temporary Closed | 2007-10-27 | 1991-09-10 |  | Petroleum | On road diesel | On road diesel | Local government | Steel | Steel | Coated & cathodic protection (sti-P3) |  | Fiberglass reinforced plastic |  |  |  | Catchment Basin, Single walled catchment basin | Automatic shutoff device At 95% full | Automatic shutoff device At 95% full |  |  | Statistical Inventory Reconciliation (SIR) | [8 empty] | UST Currently In Use: 0; UST Temp Close: 2; AST Currently In Use: 0; AST Temp Closed: 0 | 0 | 2 | 0 | 17712-055-015697 | ETOWAH CO BOARD OF EDUCATION
42782 | Currently in Use |  | 1992-02-15 |  | Petroleum | Unleaded gasoline | Unleaded gasoline | Retail | Steel | Steel | Coated & cathodic protection (sti-P3) |  | Double Wall, Fiberglass reinforced plastic |  |  |  | Catchment Basin, Single walled catchment basin | Flow Rest 90% Full | Flow Rest 90% Full |  |  | Automatic Tank Gauge |  | Automatic flow restrictor (MLLD) | Automatic flow restrictor (MLLD) |  |  | Annual line testing | Annual line testing |  | UST Currently In Use: 1; UST Temp Close: 0; AST Currently In Use: 0; AST Temp Closed: 0 | 1 | 0 | 0 | 24262-123-005811 | BILLY RAY SMITH
42783 | Permanently Closed | 2009-11-08 | 1991-12-30 | 2010-11-08 | Petroleum | On road diesel | On road diesel | Retail | Fiberglass reinforced plastic | Fiberglass reinforced plastic |  |  | Fiberglass reinforced plastic |  | 1901-01-01 |  | Catchment Basin, Single walled catchment basin | Audible high level alarm At 90% full, Flow Rest 90% Full | Flow Rest 90% Full |  |  | Automatic Tank Gauge, Statistical Inventory Reconciliation (SIR) |  |  |  | Interstitial Monitoring within Secondary Containment |  | Statistical inventory reconciliation (SIR) | Statistical inventory reconciliation (SIR) |  | UST Currently In Use: 0; UST Temp Close: 0; AST Currently In Use: 0; AST Temp Closed: 0 | 0 | 0 | 6 | 19736-077-002832 | O B MILEY II JR
42784 | Permanently Closed | 2009-11-08 | 1991-12-30 | 2010-11-08 | Petroleum | Unleaded gasoline | Unleaded gasoline | Retail | Fiberglass reinforced plastic | Fiberglass reinforced plastic |  |  | Fiberglass reinforced plastic |  | 1901-01-01 |  | Catchment Basin, Single walled catchment basin | Audible high level alarm At 90% full, Flow Rest 90% Full | Flow Rest 90% Full |  |  | Automatic Tank Gauge, Statistical Inventory Reconciliation (SIR) |  |  |  | Interstitial Monitoring within Secondary Containment |  | Annual line testing, Statistical inventory reconciliation (SIR) | Statistical inventory reconciliation (SIR) |  | UST Currently In Use: 0; UST Temp Close: 0; AST Currently In Use: 0; AST Temp Closed: 0 | 0 | 0 | 6 | 19736-077-002832 | O B MILEY II JR
42785 | Permanently Closed | 2017-11-24 | 1992-03-01 | 2018-02-05 | Petroleum | Unleaded gasoline | Unleaded gasoline | Retail | Single Wall, Steel | Steel | Coated & cathodic protection (sti-P3) |  | Fiberglass reinforced plastic, Single Wall |  |  |  | Catchment Basin, Single walled catchment basin | Flow Rest 90% Full | Flow Rest 90% Full |  |  | Automatic Tank Gauge | [8 empty] | UST Currently In Use: 0; UST Temp Close: 0; AST Currently In Use: 0; AST Temp Closed: 0 | 0 | 0 | 1 | 25344-083-015755 | CITY OF HUNTSVILLE
42786 | Currently in Use |  | 1990-07-24 |  | Petroleum | Unleaded gasoline | Unleaded gasoline | Retail | Steel | Steel | Coated & cathodic protection (sti-P3) |  | Fiberglass reinforced plastic |  |  | Other, FLXS ISOLA | Catchment Basin, Single walled catchment basin | Flow Rest 90% Full | Flow Rest 90% Full |  |  | Continuous Automatic Tank Gauge | [8 empty] | UST Currently In Use: 2; UST Temp Close: 0; AST Currently In Use: 0; AST Temp Closed: 0 | 2 | 0 | 0 | 25090-123-015756 | RLM, LLC
42787 | Currently in Use |  | 1990-07-24 |  | Petroleum | Premium gasoline | Premium gasoline | Retail | Steel | Steel | Coated & cathodic protection (sti-P3) |  | Fiberglass reinforced plastic |  |  | Other, FLXS ISOLA | Catchment Basin, Single walled catchment basin | Flow Rest 90% Full | Flow Rest 90% Full |  |  | Continuous Automatic Tank Gauge | [8 empty] | UST Currently In Use: 2; UST Temp Close: 0; AST Currently In Use: 0; AST Temp Closed: 0 | 2 | 0 | 0 | 25090-123-015756 | RLM, LLC
42788 | Temporary Closed | 2006-12-05 | 1990-09-09 |  | Petroleum | Unleaded gasoline | Unleaded gasoline | Retail | Steel | Steel | Coated & cathodic protection (sti-P3) |  | Fiberglass reinforced plastic |  |  | Galvanic Cathodic, FLEX CONNS | Catchment Basin, Single walled catchment basin | Flow Rest 90% Full | Flow Rest 90% Full |  |  | Statistical Inventory Reconciliation (SIR) |  | Automatic flow restrictor (MLLD) | Automatic flow restrictor (MLLD) |  |  | Statistical inventory reconciliation (SIR) | Statistical inventory reconciliation (SIR) |  | UST Currently In Use: 0; UST Temp Close: 3; AST Currently In Use: 0; AST Temp Closed: 0 | 0 | 3 | 6 | 22471-099-010225 | BRYANT'S ALIGNMENTS
42789 | Temporary Closed | 2004-04-01 | 1990-09-09 |  | Petroleum | Mid-grade gasoline | Mid-grade gasoline | Retail | Steel | Steel | Coated & cathodic protection (sti-P3) |  | Fiberglass reinforced plastic |  |  | Galvanic Cathodic, FLEX CONNS | Catchment Basin, Single walled catchment basin | Flow Rest 90% Full | Flow Rest 90% Full |  |  |  |  | Automatic flow restrictor (MLLD) | Automatic flow restrictor (MLLD) |  |  | Annual line testing | Annual line testing |  | UST Currently In Use: 0; UST Temp Close: 3; AST Currently In Use: 0; AST Temp Closed: 0 | 0 | 3 | 6 | 22471-099-010225 | BRYANT'S ALIGNMENTS
42790 | Temporary Closed | 2004-04-01 | 1990-09-09 |  | Petroleum | Premium gasoline | Premium gasoline | Retail | Steel | Steel | Coated & cathodic protection (sti-P3) |  | Fiberglass reinforced plastic |  |  | Galvanic Cathodic, FLEX CONNS | Catchment Basin, Single walled catchment basin | Flow Rest 90% Full | Flow Rest 90% Full |  |  |  |  | Automatic flow restrictor (MLLD) | Automatic flow restrictor (MLLD) |  |  | Annual line testing | Annual line testing |  | UST Currently In Use: 0; UST Temp Close: 3; AST Currently In Use: 0; AST Temp Closed: 0 | 0 | 3 | 6 | 22471-099-010225 | BRYANT'S ALIGNMENTS
42791 | Permanently Closed | 1994-11-02 | 1985-01-01 | 1994-11-02 | Petroleum | On road diesel | On road diesel |  | Steel | Steel |  | Painted or None | Steel |  | 1901-01-01 | None | [14 empty] | UST Currently In Use: 0; UST Temp Close: 0; AST Currently In Use: 0; AST Temp Closed: 0 | 0 | 0 | 2 | 17726-097-015597 | DURR MEDICAL CORPORATION
42792 | Permanently Closed | 1994-11-02 | 1975-01-01 | 1994-11-02 | Petroleum | Unleaded gasoline | Unleaded gasoline |  | Steel | Steel |  | Painted or None | Steel |  | 1901-01-01 | None | [14 empty] | UST Currently In Use: 0; UST Temp Close: 0; AST Currently In Use: 0; AST Temp Closed: 0 | 0 | 0 | 2 | 17726-097-015597 | DURR MEDICAL CORPORATION
42793 | Currently in Use |  | 1992-02-07 |  | Petroleum | Unleaded gasoline | Unleaded gasoline | Retail | Fiberglass reinforced plastic, Single Wall | Single Wall |  |  | Fiberglass reinforced plastic, Single Wall |  | 1901-01-01 |  | Catchment Basin, Single walled catchment basin | Flow Rest 90% Full | Flow Rest 90% Full |  |  | Continuous Automatic Tank Gauge | [8 empty] | UST Currently In Use: 3; UST Temp Close: 0; AST Currently In Use: 1; AST Temp Closed: 0 | 3 | 0 | 2 | 24302-077-003169 | MICHAEL OR ANN CHAFIN
42794 | Currently in Use |  | 1992-02-07 |  | Petroleum | On road diesel | On road diesel | Retail | Fiberglass reinforced plastic, Single Wall | Single Wall |  |  | Fiberglass reinforced plastic, Single Wall |  | 1901-01-01 |  | Catchment Basin, Single walled catchment basin | Flow Rest 90% Full | Flow Rest 90% Full |  |  | Continuous Automatic Tank Gauge | [8 empty] | UST Currently In Use: 3; UST Temp Close: 0; AST Currently In Use: 1; AST Temp Closed: 0 | 3 | 0 | 2 | 24302-077-003169 | MICHAEL OR ANN CHAFIN
42795 | Currently in Use |  | 1991-03-30 |  | Petroleum | Unleaded gasoline | Unleaded gasoline | Retail | Single Wall, Steel | Steel | Coated & cathodic protection (sti-P3) |  | Double Wall, Fiberglass reinforced plastic |  |  |  | Catchment Basin, Single walled catchment basin | Flow Rest 90% Full | Flow Rest 90% Full |  |  | Statistical Inventory Reconciliation (SIR) |  | Automatic flow restrictor (MLLD), Containment Sump | Containment Sump |  |  | Statistical inventory reconciliation (SIR) | Statistical inventory reconciliation (SIR) |  | UST Currently In Use: 3; UST Temp Close: 0; AST Currently In Use: 0; AST Temp Closed: 0 | 3 | 0 | 2 | 16634-077-012326 | HAROLD L. MARTIN DISTRIBUTING CO INC
42796 | Currently in Use |  | 1991-03-30 |  | Petroleum | Premium gasoline | Premium gasoline | Retail | Single Wall, Steel | Steel | Coated & cathodic protection (sti-P3) |  | Double Wall, Fiberglass reinforced plastic |  |  |  | Catchment Basin, Single walled catchment basin | Flow Rest 90% Full | Flow Rest 90% Full |  |  | Statistical Inventory Reconciliation (SIR) |  | Automatic flow restrictor (MLLD), Containment Sump | Containment Sump |  |  | Statistical inventory reconciliation (SIR) | Statistical inventory reconciliation (SIR) |  | UST Currently In Use: 3; UST Temp Close: 0; AST Currently In Use: 0; AST Temp Closed: 0 | 3 | 0 | 2 | 16634-077-012326 | HAROLD L. MARTIN DISTRIBUTING CO INC
42797 | Currently in Use |  | 1991-03-30 |  | Petroleum | Unleaded gasoline | Unleaded gasoline | Retail | Single Wall, Steel | Steel | Coated & cathodic protection (sti-P3) |  | Double Wall, Fiberglass reinforced plastic |  |  |  | Catchment Basin, Single walled catchment basin | Flow Rest 90% Full | Flow Rest 90% Full |  |  | Statistical Inventory Reconciliation (SIR) |  | Automatic flow restrictor (MLLD), Containment Sump | Containment Sump |  |  | Statistical inventory reconciliation (SIR) | Statistical inventory reconciliation (SIR) |  | UST Currently In Use: 3; UST Temp Close: 0; AST Currently In Use: 0; AST Temp Closed: 0 | 3 | 0 | 2 | 16634-077-012326 | HAROLD L. MARTIN DISTRIBUTING CO INC
42798 | Permanently Closed | 2011-05-01 | 1992-03-12 | 2014-12-04 | Petroleum | Mid-grade gasoline | Mid-grade gasoline | Retail | Single Wall, Steel | Steel | Coated & cathodic protection (sti-P3) |  | Double Wall, Fiberglass reinforced plastic |  |  | Other, FLXS ISOLA | Catchment Basin, Single walled catchment basin | Automatic shutoff device At 95% full | Automatic shutoff device At 95% full |  |  | Statistical Inventory Reconciliation (SIR) |  | Other, COMPUTERIZ | Other |  |  | Statistical inventory reconciliation (SIR) | Statistical inventory reconciliation (SIR) |  | UST Currently In Use: 0; UST Temp Close: 0; AST Currently In Use: 0; AST Temp Closed: 0 | 0 | 0 | 10 | 24559-043-008863 | GERALD TURNER
42799 | Permanently Closed | 2011-05-01 | 1992-03-12 | 2014-12-04 | Petroleum | Kerosene | Kerosene |  | Single Wall, Steel | Steel | Coated & cathodic protection (sti-P3) |  | Fiberglass reinforced plastic |  |  | Other, FLXS ISOLA | Catchment Basin, Single walled catchment basin | Flow Rest 90% Full | Flow Rest 90% Full |  |  | Statistical Inventory Reconciliation (SIR) | [8 empty] | UST Currently In Use: 0; UST Temp Close: 0; AST Currently In Use: 0; AST Temp Closed: 0 | 0 | 0 | 10 | 24559-043-008863 | GERALD TURNER
42800 | Permanently Closed | 2011-05-01 | 1992-03-12 | 2014-12-04 | Petroleum | On road diesel | On road diesel | Retail | Single Wall, Steel | Steel | Coated & cathodic protection (sti-P3) |  | Fiberglass reinforced plastic |  |  | Other, FLXS ISOLA | Catchment Basin, Single walled catchment basin | Flow Rest 90% Full | Flow Rest 90% Full |  |  | Statistical Inventory Reconciliation (SIR) |  |  |  | Interstitial Monitoring within Secondary Containment |  | Statistical inventory reconciliation (SIR) | Statistical inventory reconciliation (SIR) |  | UST Currently In Use: 0; UST Temp Close: 0; AST Currently In Use: 0; AST Temp Closed: 0 | 0 | 0 | 10 | 24559-043-008863 | GERALD TURNER
42802 | Permanently Closed | 2016-04-05 | 1992-01-22 | 2016-04-21 | Petroleum | Unleaded gasoline | Unleaded gasoline | Retail | Fiberglass reinforced plastic, Single Wall | Single Wall |  |  | Double Wall, Fiberglass reinforced plastic |  | 1901-01-01 | None | Catchment Basin, Single walled catchment basin | Flow Rest 90% Full | Flow Rest 90% Full |  |  | Statistical Inventory Reconciliation (SIR) |  | Automatic shutoff device (AELLD), Containment Sump | Containment Sump |  |  | Statistical inventory reconciliation (SIR) | Statistical inventory reconciliation (SIR) |  | UST Currently In Use: 0; UST Temp Close: 0; AST Currently In Use: 0; AST Temp Closed: 0 | 0 | 0 | 2 | 23413-073-015698 | CIRCLE K STORES, INC.
42804 | Permanently Closed | 2016-04-05 | 1992-01-22 | 2016-04-21 | Petroleum | Premium gasoline | Premium gasoline | Retail | Fiberglass reinforced plastic, Single Wall | Single Wall |  |  | Double Wall, Fiberglass reinforced plastic |  | 1901-01-01 | None | Catchment Basin, Single walled catchment basin | Flow Rest 90% Full | Flow Rest 90% Full |  |  | Statistical Inventory Reconciliation (SIR) |  | Containment Sump | Containment Sump |  |  | Statistical inventory reconciliation (SIR) | Statistical inventory reconciliation (SIR) |  | UST Currently In Use: 0; UST Temp Close: 0; AST Currently In Use: 0; AST Temp Closed: 0 | 0 | 0 | 2 | 23413-073-015698 | CIRCLE K STORES, INC.
42808 | Currently in Use |  | 1991-12-12 |  | Petroleum | Unleaded gasoline | Unleaded gasoline | Retail | Double Wall, Fiberglass reinforced plastic | Fiberglass reinforced plastic |  |  | Double Wall, Fiberglass reinforced plastic, 2 PIECES |  | 1901-01-01 |  | Catchment Basin, Single walled catchment basin | Audible high level alarm At 90% full, Automatic shutoff device At 95% full | Automatic shutoff device At 95% full |  |  | Continuous Automatic Tank Gauge |  | Automatic shutoff device (AELLD) | Automatic shutoff device (AELLD) | [5 empty] | UST Currently In Use: 3; UST Temp Close: 0; AST Currently In Use: 0; AST Temp Closed: 0 | 3 | 0 | 0 | 25216-073-015700 | G&M UNITED LLC
42809 | Currently in Use |  | 1991-12-12 |  | Petroleum | Premium gasoline | Premium gasoline | Retail | Double Wall, Fiberglass reinforced plastic | Fiberglass reinforced plastic |  |  | Double Wall, Fiberglass reinforced plastic, 2 PIECES |  | 1901-01-01 |  | Catchment Basin, Single walled catchment basin | Audible high level alarm At 90% full, Automatic shutoff device At 95% full | Automatic shutoff device At 95% full |  |  | Continuous Automatic Tank Gauge |  | Automatic shutoff device (AELLD) | Automatic shutoff device (AELLD) | [5 empty] | UST Currently In Use: 3; UST Temp Close: 0; AST Currently In Use: 0; AST Temp Closed: 0 | 3 | 0 | 0 | 25216-073-015700 | G&M UNITED LLC
42810 | Currently in Use |  | 1991-12-12 |  | Petroleum | On road diesel | On road diesel | Retail | Double Wall, Fiberglass reinforced plastic | Fiberglass reinforced plastic |  |  | Double Wall, Fiberglass reinforced plastic, 2 PIECES |  | 1901-01-01 |  | Catchment Basin, Single walled catchment basin | Audible high level alarm At 90% full, Flow Rest 90% Full | Flow Rest 90% Full |  |  | Continuous Automatic Tank Gauge |  | Automatic shutoff device (AELLD) | Automatic shutoff device (AELLD) | [5 empty] | UST Currently In Use: 3; UST Temp Close: 0; AST Currently In Use: 0; AST Temp Closed: 0 | 3 | 0 | 0 | 25216-073-015700 | G&M UNITED LLC
42811 | Temporary Closed | 1999-01-01 | 1991-11-15 |  | Petroleum | Unleaded gasoline | Unleaded gasoline | Retail | Single Wall, Steel | Steel | Coated & cathodic protection (sti-P3) |  | Steel, TOTAL CONT |  |  | Isolated or Above Ground, FLXS ISOLA | Catchment Basin, Single walled catchment basin | Flow Rest 90% Full | Flow Rest 90% Full |  |  |  |  | Automatic flow restrictor (MLLD), Containment Sump | Containment Sump | Interstitial Monitoring within Secondary Containment | INTERSTITIAL BARRIER |  |  |  | UST Currently In Use: 0; UST Temp Close: 2; AST Currently In Use: 0; AST Temp Closed: 0 | 0 | 2 | 3 | 20814-079-014850 | SAINT'S REAL ESTATE LLC
42812 | Temporary Closed | 1999-01-01 | 1991-11-15 |  | Petroleum | Mid-grade gasoline | Mid-grade gasoline | Retail | Single Wall, Steel | Steel | Coated & cathodic protection (sti-P3) |  | Steel, TOTAL CONT |  |  | Isolated or Above Ground, FLXS ISOLA | Catchment Basin, Single walled catchment basin | Flow Rest 90% Full | Flow Rest 90% Full |  |  |  |  | Automatic flow restrictor (MLLD), Containment Sump | Containment Sump | Interstitial Monitoring within Secondary Containment | INTERSTITIAL BARRIER |  |  |  | UST Currently In Use: 0; UST Temp Close: 2; AST Currently In Use: 0; AST Temp Closed: 0 | 0 | 2 | 3 | 20814-079-014850 | SAINT'S REAL ESTATE LLC
42813 | Permanently Closed | 1994-03-01 | 1982-03-01 | 1994-03-16 | Petroleum | On road diesel | On road diesel | Local government | Steel | Steel |  | Painted or None | Steel |  | 1901-01-01 | [15 empty] | UST Currently In Use: 2; UST Temp Close: 0; AST Currently In Use: 0; AST Temp Closed: 0 | 2 | 0 | 4 | 17668-017-015521 | CHAMBERS CO COMMISSION
42814 | Permanently Closed | 1994-03-01 | 1982-03-01 | 1994-03-16 | Petroleum | Unleaded gasoline | Unleaded gasoline | Local government | Steel | Steel |  | Painted or None | Steel |  | 1901-01-01 | [15 empty] | UST Currently In Use: 2; UST Temp Close: 0; AST Currently In Use: 0; AST Temp Closed: 0 | 2 | 0 | 4 | 17668-017-015521 | CHAMBERS CO COMMISSION
42815 | Permanently Closed | 1994-03-01 | 1982-03-01 | 1994-03-16 | Petroleum | Unleaded gasoline | Unleaded gasoline | Local government | Steel | Steel |  | Painted or None | Steel |  | 1901-01-01 | [15 empty] | UST Currently In Use: 2; UST Temp Close: 0; AST Currently In Use: 0; AST Temp Closed: 0 | 2 | 0 | 4 | 17668-017-015521 | CHAMBERS CO COMMISSION
42816 | Permanently Closed | 1994-03-01 | 1982-03-01 | 1994-03-16 | Petroleum | Unleaded gasoline | Unleaded gasoline | Local government | Steel | Steel |  | Painted or None | Steel |  | 1901-01-01 | [15 empty] | UST Currently In Use: 2; UST Temp Close: 0; AST Currently In Use: 0; AST Temp Closed: 0 | 2 | 0 | 4 | 17668-017-015521 | CHAMBERS CO COMMISSION
42817 | Permanently Closed | 2004-07-31 | 1992-03-21 | 2004-07-31 | Petroleum | On road diesel | On road diesel | Industrial | Fiberglass reinforced plastic | Fiberglass reinforced plastic |  |  | Fiberglass reinforced plastic |  | 1901-01-01 | Other, DWFG | Catchment Basin, Single walled catchment basin | Automatic shutoff device At 95% full | Automatic shutoff device At 95% full | Interstitial Monitoring within Secondary Containment |  | Automatic Tank Gauge | [5 empty] | Continuous alarm system | Continuous alarm system |  | UST Currently In Use: 0; UST Temp Close: 0; AST Currently In Use: 2; AST Temp Closed: 0 | 0 | 0 | 3 | 19455-121-003565 | BLUE BELL CREAMERIES
42818 | Currently in Use |  | 1992-03-17 |  | Petroleum | Mid-grade gasoline | Mid-grade gasoline | Retail | Single Wall, Steel | Steel | Coated & cathodic protection (sti-P3) |  | Double Wall, Steel, FG COATED |  |  | Isolated or Above Ground, TOTAL CONT | Catchment Basin, Single walled catchment basin | Automatic shutoff device At 95% full, Flow Rest 90% Full | Flow Rest 90% Full |  |  | Continuous Automatic Tank Gauge |  | Automatic shutoff device (AELLD) | Automatic shutoff device (AELLD) | [5 empty] | UST Currently In Use: 3; UST Temp Close: 0; AST Currently In Use: 0; AST Temp Closed: 0 | 3 | 0 | 2 | 15420-015-011289 | MAPCO EXPRESS, LLC
42819 | Currently in Use |  | 1992-03-17 |  | Petroleum | Unleaded gasoline | Unleaded gasoline | Retail | Single Wall, Steel | Steel | Coated & cathodic protection (sti-P3) |  | Double Wall, Steel, FG COATED |  |  | Isolated or Above Ground, TOTAL CONT | Catchment Basin, Single walled catchment basin | Automatic shutoff device At 95% full, Flow Rest 90% Full | Flow Rest 90% Full |  |  | Continuous Automatic Tank Gauge |  | Automatic shutoff device (AELLD) | Automatic shutoff device (AELLD) | [5 empty] | UST Currently In Use: 3; UST Temp Close: 0; AST Currently In Use: 0; AST Temp Closed: 0 | 3 | 0 | 2 | 15420-015-011289 | MAPCO EXPRESS, LLC
42820 | Currently in Use |  | 1992-03-17 |  | Petroleum | Premium gasoline | Premium gasoline | Retail | Single Wall, Steel | Steel | Coated & cathodic protection (sti-P3) |  | Double Wall, Steel, FG COATED |  |  | Isolated or Above Ground, TOTAL CONT | Catchment Basin, Single walled catchment basin | Automatic shutoff device At 95% full, Flow Rest 90% Full | Flow Rest 90% Full |  |  | Continuous Automatic Tank Gauge |  | Automatic shutoff device (AELLD) | Automatic shutoff device (AELLD) | [5 empty] | UST Currently In Use: 3; UST Temp Close: 0; AST Currently In Use: 0; AST Temp Closed: 0 | 3 | 0 | 2 | 15420-015-011289 | MAPCO EXPRESS, LLC
42821 | Permanently Closed | 1997-04-29 | 1980-10-21 | 1997-04-29 | Hazardous Substance |  |  |  | Steel | Steel |  | Painted or None | Steel |  | 1901-01-01 | [12 empty] | Annual line testing | Annual line testing |  | UST Currently In Use: 0; UST Temp Close: 0; AST Currently In Use: 0; AST Temp Closed: 0 | 0 | 0 | 3 | 17717-055-015701 | LEACH MANUFACTURING CO
42822 | Permanently Closed | 1997-04-29 | 1980-10-21 | 1997-04-29 | Petroleum | On road diesel | On road diesel |  | Steel | Steel |  | Painted or None | Steel |  | 1901-01-01 | [12 empty] | Annual line testing | Annual line testing |  | UST Currently In Use: 0; UST Temp Close: 0; AST Currently In Use: 0; AST Temp Closed: 0 | 0 | 0 | 3 | 17717-055-015701 | LEACH MANUFACTURING CO
42823 | Permanently Closed | 1997-04-29 | 1980-10-21 | 1997-04-29 | Petroleum | Unleaded gasoline | Unleaded gasoline |  | Steel | Steel |  | Painted or None | Steel |  | 1901-01-01 | [12 empty] | Annual line testing | Annual line testing |  | UST Currently In Use: 0; UST Temp Close: 0; AST Currently In Use: 0; AST Temp Closed: 0 | 0 | 0 | 3 | 17717-055-015701 | LEACH MANUFACTURING CO
42824 | Permanently Closed | 2003-10-31 | 1987-10-01 | 2004-06-10 | Petroleum | On road diesel | On road diesel | Industrial | Steel | Steel | Coated & cathodic protection (sti-P3) |  | Fiberglass reinforced plastic, Steel |  | 1901-01-01 | Field installed cathodic protection | Catchment Basin, Single walled catchment basin | Automatic shutoff device At 95% full, Flow Rest 90% Full | Flow Rest 90% Full |  |  | Statistical Inventory Reconciliation (SIR) | [8 empty] | UST Currently In Use: 0; UST Temp Close: 0; AST Currently In Use: 0; AST Temp Closed: 0 | 0 | 0 | 2 | 12106-043-015702 | GOLD KIST INC DALE ROBERTS
42825 | Permanently Closed | 2003-10-31 | 1987-10-01 | 2004-06-10 | Petroleum | Unleaded gasoline | Unleaded gasoline | Industrial | Steel | Steel | Coated & cathodic protection (sti-P3) |  | Fiberglass reinforced plastic, Steel |  | 1901-01-01 | Field installed cathodic protection | Catchment Basin, Single walled catchment basin | Automatic shutoff device At 95% full, Flow Rest 90% Full | Flow Rest 90% Full |  |  | Statistical Inventory Reconciliation (SIR) | [8 empty] | UST Currently In Use: 0; UST Temp Close: 0; AST Currently In Use: 0; AST Temp Closed: 0 | 0 | 0 | 2 | 12106-043-015702 | GOLD KIST INC DALE ROBERTS
42827 | Currently in Use |  | 1992-03-09 |  | Petroleum | Unleaded gasoline | Unleaded gasoline | State/Federal Government | Double Wall, Steel, BLDG-422 | Steel | Coated & cathodic protection (sti-P3) |  | Fiberglass reinforced plastic |  |  |  | Catchment Basin, Single walled catchment basin | Audible high level alarm At 90% full, Automatic shutoff device At 95% full | Automatic shutoff device At 95% full | Interstitial Monitoring within Secondary Containment | SENSOR TO ATG | Automatic Tank Gauge |  | Containment Sump | Containment Sump | [5 empty] | UST Currently In Use: 14; UST Temp Close: 0; AST Currently In Use: 4; AST Temp Closed: 0 | 14 | 0 | 41 | 10267-015-003643 | DEPT OF ARMY
42828 | Currently in Use |  | 1992-03-09 |  | Petroleum | On road diesel | On road diesel | State/federal government | Double Wall, Steel, BLDG-422 | Steel | Coated & cathodic protection (sti-P3) |  | Fiberglass reinforced plastic |  |  |  | Catchment Basin, Single walled catchment basin | Audible high level alarm At 90% full, Automatic shutoff device At 95% full | Automatic shutoff device At 95% full | Interstitial Monitoring within Secondary Containment | SENSOR TO ATG | Automatic Tank Gauge |  | Containment Sump | Containment Sump | [5 empty] | UST Currently In Use: 14; UST Temp Close: 0; AST Currently In Use: 4; AST Temp Closed: 0 | 14 | 0 | 41 | 10267-015-003643 | DEPT OF ARMY
42829 | Temporary Closed | 2023-03-31 | 1991-10-29 |  | Petroleum | Premium gasoline | Premium gasoline | Retail | Double Wall, Fiberglass coated steel | Fiberglass coated steel |  |  | Double Wall, Fiberglass reinforced plastic |  | 1901-01-01 |  | Catchment Basin, Single walled catchment basin | Flow Rest 90% Full | Flow Rest 90% Full |  |  | Continuous Automatic Tank Gauge |  | Automatic shutoff device (AELLD), Containment Sump | Containment Sump | [5 empty] | UST Currently In Use: 0; UST Temp Close: 2; AST Currently In Use: 0; AST Temp Closed: 0 | 0 | 2 | 0 | 25265-073-015703 | LGWS/CROSS AMERICA PARTNERS
42830 | Temporary Closed | 2023-03-31 | 1991-10-29 |  | Petroleum | Unleaded gasoline | Unleaded gasoline | Retail | Double Wall, Fiberglass coated steel | Fiberglass coated steel |  |  | Double Wall, Fiberglass reinforced plastic |  | 1901-01-01 |  | Catchment Basin, Single walled catchment basin | Flow Rest 90% Full | Flow Rest 90% Full |  |  | Continuous Automatic Tank Gauge |  | Automatic shutoff device (AELLD), Containment Sump | Containment Sump | [5 empty] | UST Currently In Use: 0; UST Temp Close: 2; AST Currently In Use: 0; AST Temp Closed: 0 | 0 | 2 | 0 | 25265-073-015703 | LGWS/CROSS AMERICA PARTNERS
42831 | Currently in Use |  | 1992-02-14 |  | Petroleum | Unleaded gasoline | Unleaded gasoline | Retail | Steel | Steel | Coated & cathodic protection (sti-P3) |  | Fiberglass reinforced plastic |  |  |  | Catchment Basin, Single walled catchment basin | Flow Rest 90% Full | Flow Rest 90% Full |  |  | Continuous Automatic Tank Gauge |  | Automatic shutoff device (AELLD), Containment Sump | Containment Sump |  |  | Annual line testing | Annual line testing |  | UST Currently In Use: 3; UST Temp Close: 0; AST Currently In Use: 0; AST Temp Closed: 0 | 3 | 0 | 6 | 13364-003-005276 | MCKENZIE OIL COMPANY, INC.
42832 | Currently in Use |  | 1992-02-14 |  | Petroleum | On road diesel | On road diesel | Retail | Steel | Steel | Coated & cathodic protection (sti-P3) |  | Fiberglass reinforced plastic |  |  |  | Catchment Basin, Single walled catchment basin | Flow Rest 90% Full | Flow Rest 90% Full |  |  | Continuous Automatic Tank Gauge |  | Automatic shutoff device (AELLD), Containment Sump | Containment Sump |  |  | Annual line testing | Annual line testing |  | UST Currently In Use: 3; UST Temp Close: 0; AST Currently In Use: 0; AST Temp Closed: 0 | 3 | 0 | 6 | 13364-003-005276 | MCKENZIE OIL COMPANY, INC.
42833 | Currently in Use |  | 1992-02-14 |  | Petroleum | Premium gasoline | Premium gasoline | Retail | Steel | Steel | Coated & cathodic protection (sti-P3) |  | Fiberglass reinforced plastic |  |  |  | Catchment Basin, Single walled catchment basin | Flow Rest 90% Full | Flow Rest 90% Full |  |  | Continuous Automatic Tank Gauge |  | Automatic shutoff device (AELLD), Containment Sump | Containment Sump |  |  | Annual line testing | Annual line testing |  | UST Currently In Use: 3; UST Temp Close: 0; AST Currently In Use: 0; AST Temp Closed: 0 | 3 | 0 | 6 | 13364-003-005276 | MCKENZIE OIL COMPANY, INC.
42834 | Permanently Closed | 1992-09-01 | 1901-01-01 | 1992-09-01 | Petroleum | Unleaded gasoline | Unleaded gasoline |  | Steel | Steel |  |  | Steel |  | 1901-01-01 | None | [14 empty] | UST Currently In Use: 0; UST Temp Close: 0; AST Currently In Use: 0; AST Temp Closed: 0 | 0 | 0 | 5 | 17722-073-015704 | ELTON B STEPHENS
42836 | Permanently Closed | 1992-09-01 | 1901-01-01 | 1992-09-01 | Petroleum | Unleaded gasoline | Unleaded gasoline |  | Steel | Steel |  |  | Steel |  | 1901-01-01 | None | [14 empty] | UST Currently In Use: 0; UST Temp Close: 0; AST Currently In Use: 0; AST Temp Closed: 0 | 0 | 0 | 5 | 17722-073-015704 | ELTON B STEPHENS
42837 | Permanently Closed | 1992-09-01 | 1901-01-01 | 1992-09-01 | Petroleum | Unleaded gasoline | Unleaded gasoline |  | Steel | Steel |  |  | Steel |  | 1901-01-01 | None | [14 empty] | UST Currently In Use: 0; UST Temp Close: 0; AST Currently In Use: 0; AST Temp Closed: 0 | 0 | 0 | 5 | 17722-073-015704 | ELTON B STEPHENS
42838 | Permanently Closed | 1992-09-01 | 1901-01-01 | 1992-09-01 | Petroleum | On road diesel | On road diesel |  | Steel | Steel |  |  | Steel |  | 1901-01-01 | None | [14 empty] | UST Currently In Use: 0; UST Temp Close: 0; AST Currently In Use: 0; AST Temp Closed: 0 | 0 | 0 | 5 | 17722-073-015704 | ELTON B STEPHENS
42839 | Permanently Closed | 1992-09-01 | 1901-01-01 | 1992-09-01 | Petroleum | Used oil | Used oil |  | Steel | Steel |  |  | Steel |  | 1901-01-01 | None | [14 empty] | UST Currently In Use: 0; UST Temp Close: 0; AST Currently In Use: 0; AST Temp Closed: 0 | 0 | 0 | 5 | 17722-073-015704 | ELTON B STEPHENS
42840 | Currently in Use |  | 1992-01-22 |  | Petroleum | Unleaded gasoline | Unleaded gasoline | Retail | Fiberglass coated steel, Single Wall | Single Wall |  |  | Double Wall, Fiberglass reinforced plastic |  | 1901-01-01 |  | Catchment Basin, Single walled catchment basin | Flow Rest 90% Full | Flow Rest 90% Full |  |  | Continuous Automatic Tank Gauge |  | Automatic shutoff device (AELLD), Containment Sump | Containment Sump | [5 empty] | UST Currently In Use: 3; UST Temp Close: 0; AST Currently In Use: 0; AST Temp Closed: 0 | 3 | 0 | 0 | 25265-073-015705 | LGWS/CROSS AMERICA PARTNERS
42841 | Currently in Use |  | 1992-01-22 |  | Petroleum | Premium gasoline | Premium gasoline | Retail | Fiberglass coated steel, Single Wall | Single Wall |  |  | Double Wall, Fiberglass reinforced plastic |  | 1901-01-01 |  | Catchment Basin, Single walled catchment basin | Flow Rest 90% Full | Flow Rest 90% Full |  |  | Continuous Automatic Tank Gauge |  | Automatic shutoff device (AELLD), Containment Sump | Containment Sump | [5 empty] | UST Currently In Use: 3; UST Temp Close: 0; AST Currently In Use: 0; AST Temp Closed: 0 | 3 | 0 | 0 | 25265-073-015705 | LGWS/CROSS AMERICA PARTNERS
42842 | Currently in Use |  | 1992-01-22 |  | Petroleum | On road diesel | On road diesel | Retail | Fiberglass coated steel, Fiberglass reinforced plastic, Single Wall | Single Wall |  |  | Double Wall, Fiberglass reinforced plastic |  | 1901-01-01 |  | Catchment Basin, Single walled catchment basin | Automatic shutoff device At 95% full | Automatic shutoff device At 95% full |  |  | Continuous Automatic Tank Gauge |  | Automatic shutoff device (AELLD), Containment Sump | Containment Sump | [5 empty] | UST Currently In Use: 3; UST Temp Close: 0; AST Currently In Use: 0; AST Temp Closed: 0 | 3 | 0 | 0 | 25265-073-015705 | LGWS/CROSS AMERICA PARTNERS
42843 | Currently in Use |  | 1992-02-25 |  | Petroleum | Premium gasoline | Premium gasoline | Retail | Single Wall, Steel | Steel | Coated & cathodic protection (sti-P3), Field installed cathodic protection |  | Single Wall, Steel, NO CP APPV |  | 1901-01-01 | None | Catchment Basin, Single walled catchment basin | Automatic shutoff device At 95% full | Automatic shutoff device At 95% full |  |  | Statistical Inventory Reconciliation (SIR) | [8 empty] | UST Currently In Use: 4; UST Temp Close: 0; AST Currently In Use: 0; AST Temp Closed: 0 | 4 | 0 | 3 | 14694-089-003859 | STEVENS OIL COMPANY
42844 | Temporary Closed | 2020-11-25 | 1987-07-01 |  | Petroleum | Unleaded gasoline | Unleaded gasoline | Retail | Steel | Steel | Coated & cathodic protection (sti-P3), Field installed cathodic protection |  | Steel |  |  | Field installed cathodic protection | Catchment Basin, Single walled catchment basin | Automatic shutoff device At 95% full | Automatic shutoff device At 95% full |  |  | Automatic Tank Gauge | [8 empty] | UST Currently In Use: 0; UST Temp Close: 4; AST Currently In Use: 0; AST Temp Closed: 0 | 0 | 4 | 5 | 23157-111-010063 | SAHIN FEROZ LALANI & SHWETA LALANI
42845 | Temporary Closed | 2020-11-25 | 1987-07-01 |  | Petroleum | Unleaded gasoline | Unleaded gasoline | Retail | Steel | Steel | Coated & cathodic protection (sti-P3), Field installed cathodic protection |  | Steel |  |  | Field installed cathodic protection | Catchment Basin, Single walled catchment basin | Automatic shutoff device At 95% full | Automatic shutoff device At 95% full |  |  | Automatic Tank Gauge | [8 empty] | UST Currently In Use: 0; UST Temp Close: 4; AST Currently In Use: 0; AST Temp Closed: 0 | 0 | 4 | 5 | 23157-111-010063 | SAHIN FEROZ LALANI & SHWETA LALANI
42846 | Temporary Closed | 2020-11-25 | 1987-07-01 |  | Petroleum | Other, OFFROAD | Other | Retail | Steel | Steel | Coated & cathodic protection (sti-P3), Field installed cathodic protection |  | Steel |  |  | Field installed cathodic protection | Catchment Basin, Single walled catchment basin | Automatic shutoff device At 95% full | Automatic shutoff device At 95% full |  |  | Automatic Tank Gauge | [8 empty] | UST Currently In Use: 0; UST Temp Close: 4; AST Currently In Use: 0; AST Temp Closed: 0 | 0 | 4 | 5 | 23157-111-010063 | SAHIN FEROZ LALANI & SHWETA LALANI
42848 | Temporary Closed | 2011-05-01 | 1980-10-20 |  | Petroleum | On road diesel | On road diesel | Retail | Steel | Steel | Field installed cathodic protection |  | Steel |  |  | Field installed cathodic protection | Catchment Basin, Single walled catchment basin | Automatic shutoff device At 95% full | Automatic shutoff device At 95% full |  |  | Automatic Tank Gauge | [8 empty] | UST Currently In Use: 0; UST Temp Close: 4; AST Currently In Use: 0; AST Temp Closed: 0 | 0 | 4 | 5 | 23157-111-010063 | SAHIN FEROZ LALANI & SHWETA LALANI
42850 | Currently in Use |  | 1992-03-20 |  | Petroleum | Unleaded gasoline | Unleaded gasoline | Retail | Steel | Steel | Coated & cathodic protection (sti-P3) |  | Fiberglass reinforced plastic |  |  |  | Catchment Basin, Single walled catchment basin | Flow Rest 90% Full | Flow Rest 90% Full |  |  | Continuous Automatic Tank Gauge | [8 empty] | UST Currently In Use: 1; UST Temp Close: 0; AST Currently In Use: 0; AST Temp Closed: 0 | 1 | 0 | 3 | 25704-097-010427 | CHRISTINE HOLLAND
42851 | Currently in Use |  | 1992-02-14 |  | Petroleum | Unleaded gasoline | Unleaded gasoline | Retail | Single Wall, Steel | Steel | Coated & cathodic protection (sti-P3) |  | Double Wall, Fiberglass reinforced plastic |  | 1901-01-01 |  | Catchment Basin, Single walled catchment basin | Automatic shutoff device At 95% full | Automatic shutoff device At 95% full | Interstitial Monitoring within Secondary Containment | SENSOR TO ATG | Continuous Automatic Tank Gauge |  | Automatic flow restrictor (MLLD) | Automatic flow restrictor (MLLD) |  |  | Annual line testing | Annual line testing |  | UST Currently In Use: 4; UST Temp Close: 0; AST Currently In Use: 0; AST Temp Closed: 0 | 4 | 0 | 0 | 25437-095-015757 | TILAK RAJ MAKKAR
42852 | Currently in Use |  | 1992-02-14 |  | Petroleum | Premium gasoline | Premium gasoline | Retail | Single Wall, Steel | Steel | Coated & cathodic protection (sti-P3) |  | Double Wall, Fiberglass reinforced plastic |  | 1901-01-01 |  | Catchment Basin, Single walled catchment basin | Automatic shutoff device At 95% full | Automatic shutoff device At 95% full | Interstitial Monitoring within Secondary Containment | SENSOR TO ATG | Continuous Automatic Tank Gauge |  | Automatic flow restrictor (MLLD) | Automatic flow restrictor (MLLD) |  |  | Annual line testing | Annual line testing |  | UST Currently In Use: 4; UST Temp Close: 0; AST Currently In Use: 0; AST Temp Closed: 0 | 4 | 0 | 0 | 25437-095-015757 | TILAK RAJ MAKKAR
42853 | Currently in Use |  | 1992-02-14 |  | Petroleum | On road diesel | On road diesel | Retail | Single Wall, Steel | Steel | Coated & cathodic protection (sti-P3) |  | Double Wall, Fiberglass reinforced plastic |  | 1901-01-01 |  | Catchment Basin, Single walled catchment basin | Flow Rest 90% Full | Flow Rest 90% Full | Interstitial Monitoring within Secondary Containment | SENSOR TO ATG | Continuous Automatic Tank Gauge |  | Automatic flow restrictor (MLLD) | Automatic flow restrictor (MLLD) |  |  | Annual line testing | Annual line testing |  | UST Currently In Use: 4; UST Temp Close: 0; AST Currently In Use: 0; AST Temp Closed: 0 | 4 | 0 | 0 | 25437-095-015757 | TILAK RAJ MAKKAR
42854 | Currently in Use |  | 1992-02-14 |  | Petroleum | Other, OFFROAD | Other | Retail | Single Wall, Steel | Steel | Coated & cathodic protection (sti-P3) |  | Double Wall, Fiberglass reinforced plastic |  | 1901-01-01 |  | Catchment Basin, Single walled catchment basin | Flow Rest 90% Full | Flow Rest 90% Full | Interstitial Monitoring within Secondary Containment | SENSOR TO ATG | Continuous Automatic Tank Gauge |  | Automatic flow restrictor (MLLD) | Automatic flow restrictor (MLLD) |  |  | Annual line testing | Annual line testing |  | UST Currently In Use: 4; UST Temp Close: 0; AST Currently In Use: 0; AST Temp Closed: 0 | 4 | 0 | 0 | 25437-095-015757 | TILAK RAJ MAKKAR
42855 | Permanently Closed | 2011-02-01 | 1992-03-11 | 2012-10-02 | Petroleum | Aviation fuel (JP-4; etc.) | Aviation fuel (JP-4; etc.) | Industrial | Double Wall, Steel, DBL WALL | Steel | Coated & cathodic protection (sti-P3) |  | Other, ABOVEGRND |  |  |  | Catchment Basin, Single walled catchment basin | Audible high level alarm At 90% full | Audible high level alarm At 90% full | Interstitial Monitoring within Secondary Containment | MANUAL/VISUAL CHECK |  |  | Other, ABOVEGRND | Other |  |  | Other, ABOVEGRND | Other |  | UST Currently In Use: 5; UST Temp Close: 0; AST Currently In Use: 8; AST Temp Closed: 0 | 5 | 0 | 34 | 14817-097-011471 | CONTINENTAL MOTORS, INC.
42856 | Permanently Closed | 2011-03-12 | 1992-03-11 | 2012-10-02 | Petroleum | Aviation fuel (JP-4; etc.) | Aviation fuel (JP-4; etc.) | Industrial | Double Wall, Steel, DBL WALL | Steel | Coated & cathodic protection (sti-P3) |  | Other, ABOVEGRND |  |  |  | Catchment Basin, Single walled catchment basin | Audible high level alarm At 90% full | Audible high level alarm At 90% full | Interstitial Monitoring within Secondary Containment | MANUAL/VISUAL CHECK |  |  | Other, ABOVEGRND | Other |  |  | Other, ABOVEGRND | Other |  | UST Currently In Use: 5; UST Temp Close: 0; AST Currently In Use: 8; AST Temp Closed: 0 | 5 | 0 | 34 | 14817-097-011471 | CONTINENTAL MOTORS, INC.
42857 | Permanently Closed | 2010-10-03 | 1992-03-11 | 2012-10-03 | Petroleum | Aviation fuel (JP-4; etc.) | Aviation fuel (JP-4; etc.) | Industrial | Double Wall, Steel, DBL WALL | Steel | Coated & cathodic protection (sti-P3) |  | Other, ABOVEGRND |  |  |  | Catchment Basin, Single walled catchment basin | Audible high level alarm At 90% full | Audible high level alarm At 90% full | Interstitial Monitoring within Secondary Containment | MANUAL/VISUAL CHECK |  |  | Other, ABOVEGRND | Other |  |  | Other, ABOVEGRND | Other |  | UST Currently In Use: 5; UST Temp Close: 0; AST Currently In Use: 8; AST Temp Closed: 0 | 5 | 0 | 34 | 14817-097-011471 | CONTINENTAL MOTORS, INC.
42858 | Currently in Use |  | 1992-02-01 |  | Petroleum | Unleaded gasoline | Unleaded gasoline | Retail | Single Wall, Steel | Steel | Coated & cathodic protection (sti-P3) |  | Double Wall, Flexible |  | 1901-01-01 |  | Catchment Basin, Single walled catchment basin | Flow Rest 90% Full | Flow Rest 90% Full |  |  | Automatic Tank Gauge |  | Automatic flow restrictor (MLLD) | Automatic flow restrictor (MLLD) |  |  | Annual line testing | Annual line testing |  | UST Currently In Use: 2; UST Temp Close: 0; AST Currently In Use: 3; AST Temp Closed: 0 | 2 | 0 | 0 | 23598-071-015758 | R & R PARTNERSHIP
42859 | Currently in Use |  | 1992-02-01 |  | Petroleum | Mid-grade gasoline | Mid-grade gasoline | Retail | Single Wall, Steel | Steel | Coated & cathodic protection (sti-P3) |  | Double Wall, Flexible |  | 1901-01-01 |  | Catchment Basin, Single walled catchment basin | Flow Rest 90% Full | Flow Rest 90% Full |  |  | Automatic Tank Gauge |  | Automatic flow restrictor (MLLD) | Automatic flow restrictor (MLLD) |  |  | Annual line testing | Annual line testing |  | UST Currently In Use: 2; UST Temp Close: 0; AST Currently In Use: 3; AST Temp Closed: 0 | 2 | 0 | 0 | 23598-071-015758 | R & R PARTNERSHIP
42860 | Currently in Use |  | 1992-04-01 |  | Petroleum | On road diesel | On road diesel | Emergency Power Generator | Double Wall, Fiberglass coated steel | Fiberglass coated steel |  |  | Double Wall, Steel, 2ND CONT |  | 1901-01-01 | Isolated or Above Ground, IN FIBRGLA | Catchment Basin, Single walled catchment basin | Automatic shutoff device At 95% full | Automatic shutoff device At 95% full |  | SENSOR TO ATG | Continuous Automatic Tank Gauge, Other, Manual Tank Gauging | [8 empty] | UST Currently In Use: 1; UST Temp Close: 0; AST Currently In Use: 0; AST Temp Closed: 0 | 1 | 0 | 0 | 17724-073-015706 | MEDICAL CLINIC BOARD CITY OF B HAM
42861 | Permanently Closed | 1999-07-13 | 1984-08-01 | 1999-09-30 | Petroleum | On road diesel | On road diesel | Emergency power generator |  |  |  | Painted or None | Steel |  | 1901-01-01 | None | [5 empty] | Statistical Inventory Reconciliation (SIR) | [8 empty] | UST Currently In Use: 0; UST Temp Close: 0; AST Currently In Use: 0; AST Temp Closed: 0 | 0 | 0 | 1 | 12099-017-018294 | GLENN MCCLENDON TRUCKING CO INC
42862 | Permanently Closed | 1993-11-19 | 1991-07-30 | 1993-11-19 | Petroleum | Unleaded gasoline | Unleaded gasoline | Bulk facility | Fiberglass reinforced plastic | Fiberglass reinforced plastic |  |  | Other, COPPER |  | 1901-01-01 | Other, FRP | Catchment Basin, Single walled catchment basin | Audible high level alarm At 90% full | Audible high level alarm At 90% full | Interstitial Monitoring within Secondary Containment |  | Automatic Tank Gauge |  |  |  | Interstitial Monitoring within Secondary Containment |  | Annual line testing | Annual line testing |  | UST Currently In Use: 0; UST Temp Close: 0; AST Currently In Use: 0; AST Temp Closed: 0 | 0 | 0 | 2 | 14462-097-012170 | BELLSOUTH TELECOMM. DBA AT&T ALA.
42863 | Currently in Use |  | 1992-01-25 |  | Petroleum | Unleaded gasoline | Unleaded gasoline | Retail | Steel | Steel | Coated & cathodic protection (sti-P3) |  | Flexible |  |  |  | Catchment Basin, Single walled catchment basin | Automatic shutoff device At 95% full | Automatic shutoff device At 95% full |  |  | Continuous Automatic Tank Gauge |  | Automatic flow restrictor (MLLD), Containment Sump | Containment Sump |  |  | Annual line testing | Annual line testing |  | UST Currently In Use: 3; UST Temp Close: 0; AST Currently In Use: 0; AST Temp Closed: 0 | 3 | 0 | 0 | 13929-003-015598 | PRINCE OIL COMPANY, INC.
42864 | Currently in Use |  | 1992-01-25 |  | Petroleum | Premium gasoline | Premium gasoline | Retail | Steel | Steel | Coated & cathodic protection (sti-P3) |  | Flexible |  |  |  | Catchment Basin, Single walled catchment basin | Automatic shutoff device At 95% full | Automatic shutoff device At 95% full |  |  | Continuous Automatic Tank Gauge |  | Automatic flow restrictor (MLLD), Containment Sump | Containment Sump |  |  | Annual line testing | Annual line testing |  | UST Currently In Use: 3; UST Temp Close: 0; AST Currently In Use: 0; AST Temp Closed: 0 | 3 | 0 | 0 | 13929-003-015598 | PRINCE OIL COMPANY, INC.
42865 | Temporary Closed | 2008-08-07 | 1992-04-02 |  | Petroleum | Unleaded gasoline | Unleaded gasoline |  | Steel | Steel | Coated & cathodic protection (sti-P3) |  | Fiberglass reinforced plastic |  | 1901-01-01 | None | Catchment Basin, Single walled catchment basin | Flow Rest 90% Full | Flow Rest 90% Full |  |  | Statistical Inventory Reconciliation (SIR) | [8 empty] | UST Currently In Use: 0; UST Temp Close: 1; AST Currently In Use: 0; AST Temp Closed: 0 | 0 | 1 | 2 | 22662-013-010175 | PAMELA JONES
42867 | Permanently Closed | 1991-10-20 | 1992-05-06 | 1991-10-20 | Petroleum | Used oil | Used oil | State/federal government | [6 empty] | 1901-01-01 | [15 empty] | UST Currently In Use: 0; UST Temp Close: 0; AST Currently In Use: 0; AST Temp Closed: 0 | 0 | 0 | 32 | 15054-045-010238 | FT RUCKER MINI MALL SHOPPETTE
42868 | Permanently Closed | 1991-10-20 | 1992-05-06 | 1991-10-20 | Petroleum | Used oil | Used oil | State/federal government | [6 empty] | 1901-01-01 | [15 empty] | UST Currently In Use: 0; UST Temp Close: 0; AST Currently In Use: 0; AST Temp Closed: 0 | 0 | 0 | 32 | 15054-045-010238 | FT RUCKER MINI MALL SHOPPETTE
42869 | Permanently Closed | 1991-10-20 | 1992-05-06 | 1991-10-20 | Petroleum | Used oil | Used oil | State/federal government | [6 empty] | 1901-01-01 | [15 empty] | UST Currently In Use: 0; UST Temp Close: 0; AST Currently In Use: 0; AST Temp Closed: 0 | 0 | 0 | 32 | 15054-045-010238 | FT RUCKER MINI MALL SHOPPETTE
42871 | Permanently Closed | 1992-07-31 | 1984-07-01 | 1995-06-08 | Petroleum | Unleaded gasoline | Unleaded gasoline | Retail | Steel | Steel |  |  | Steel |  | 1901-01-01 |  | Catchment Basin, Single walled catchment basin | [13 empty] | UST Currently In Use: 0; UST Temp Close: 0; AST Currently In Use: 0; AST Temp Closed: 0 | 0 | 0 | 3 | 17670-069-015522 | JOHN & DOLLYE ALDERMAN
42872 | Permanently Closed | 1992-07-31 | 1984-07-01 | 1995-06-08 | Petroleum | Unleaded gasoline | Unleaded gasoline | Retail | Steel | Steel |  |  | Steel |  | 1901-01-01 |  | Catchment Basin, Single walled catchment basin | [13 empty] | UST Currently In Use: 0; UST Temp Close: 0; AST Currently In Use: 0; AST Temp Closed: 0 | 0 | 0 | 3 | 17670-069-015522 | JOHN & DOLLYE ALDERMAN
42873 | Permanently Closed | 1992-07-31 | 1984-07-01 | 1995-06-08 | Petroleum | Unleaded gasoline | Unleaded gasoline | Retail | Steel | Steel |  |  | Steel |  | 1901-01-01 |  | Catchment Basin, Single walled catchment basin | [13 empty] | UST Currently In Use: 0; UST Temp Close: 0; AST Currently In Use: 0; AST Temp Closed: 0 | 0 | 0 | 3 | 17670-069-015522 | JOHN & DOLLYE ALDERMAN
42891 | Permanently Closed | 1992-08-31 | 1992-05-06 | 1992-08-31 | Petroleum | Unleaded gasoline | Unleaded gasoline | State/federal government | [6 empty] | 1901-01-01 | [15 empty] | UST Currently In Use: 0; UST Temp Close: 0; AST Currently In Use: 0; AST Temp Closed: 0 | 0 | 0 | 32 | 15054-045-010238 | FT RUCKER MINI MALL SHOPPETTE
42892 | Permanently Closed | 1992-08-31 | 1992-05-06 | 1992-08-31 | Petroleum | Unleaded gasoline | Unleaded gasoline | State/federal government | [6 empty] | 1901-01-01 | [15 empty] | UST Currently In Use: 0; UST Temp Close: 0; AST Currently In Use: 0; AST Temp Closed: 0 | 0 | 0 | 32 | 15054-045-010238 | FT RUCKER MINI MALL SHOPPETTE
42893 | Currently in Use |  | 1992-05-18 |  | Petroleum | Mid-grade gasoline | Mid-grade gasoline | Retail | Steel | Steel | Coated & cathodic protection (sti-P3) |  | Flexible |  |  |  | Catchment Basin, Single walled catchment basin | Automatic shutoff device At 95% full, Flow Rest 90% Full | Flow Rest 90% Full | Interstitial Monitoring within Secondary Containment |  |  |  | Automatic flow restrictor (MLLD), Containment Sump, Sump sensor relayed to automatically shut off submersible pump | Sump sensor relayed to automatically shut off submersible pump | Interstitial Monitoring within Secondary Containment | SENSOR TO ATG | Continuous alarm system | Continuous alarm system |  | UST Currently In Use: 1; UST Temp Close: 0; AST Currently In Use: 0; AST Temp Closed: 0 | 1 | 0 | 4 | 25187-051-011749 | RUSSELL MARINE LLC
42894 | Cannot Locate or abandoned | 2011-05-09 | 1992-04-03 |  | Petroleum | Unleaded gasoline | Unleaded gasoline | Retail | Double Wall, Fiberglass reinforced plastic | Fiberglass reinforced plastic |  |  | Double Wall, Fiberglass reinforced plastic |  | 1901-01-01 |  | Catchment Basin, Single walled catchment basin | Audible high level alarm At 90% full | Audible high level alarm At 90% full | Interstitial Monitoring within Secondary Containment | SENSOR TO ATG | Continuous Automatic Tank Gauge |  |  |  | Interstitial Monitoring within Secondary Containment | SENSOR TO ATG | Continuous alarm system | Continuous alarm system |  | UST Currently In Use: 0; UST Temp Close: 0; AST Currently In Use: 0; AST Temp Closed: 0 | 0 | 0 | 3 | 23062-071-000807 | JAGANMOHAN BUKKARAJU
42895 | Cannot Locate or abandoned | 2011-05-09 | 1992-04-03 |  | Petroleum | Mid-grade gasoline | Mid-grade gasoline | Retail | Double Wall, Fiberglass reinforced plastic | Fiberglass reinforced plastic |  |  | Double Wall, Fiberglass reinforced plastic |  | 1901-01-01 |  | Catchment Basin, Single walled catchment basin | Audible high level alarm At 90% full | Audible high level alarm At 90% full | Interstitial Monitoring within Secondary Containment | SENSOR TO ATG | Continuous Automatic Tank Gauge |  |  |  | Interstitial Monitoring within Secondary Containment | SENSOR TO ATG | Continuous alarm system | Continuous alarm system |  | UST Currently In Use: 0; UST Temp Close: 0; AST Currently In Use: 0; AST Temp Closed: 0 | 0 | 0 | 3 | 23062-071-000807 | JAGANMOHAN BUKKARAJU
42896 | Cannot Locate or abandoned | 2011-05-09 | 1992-04-03 |  | Petroleum | Premium gasoline | Premium gasoline | Retail | Double Wall, Fiberglass reinforced plastic | Fiberglass reinforced plastic |  |  | Double Wall, Fiberglass reinforced plastic |  | 1901-01-01 |  | Catchment Basin, Single walled catchment basin | Audible high level alarm At 90% full | Audible high level alarm At 90% full | Interstitial Monitoring within Secondary Containment | SENSOR TO ATG | Continuous Automatic Tank Gauge |  |  |  | Interstitial Monitoring within Secondary Containment | SENSOR TO ATG | Continuous alarm system | Continuous alarm system |  | UST Currently In Use: 0; UST Temp Close: 0; AST Currently In Use: 0; AST Temp Closed: 0 | 0 | 0 | 3 | 23062-071-000807 | JAGANMOHAN BUKKARAJU
42897 | Cannot Locate or abandoned | 2011-05-09 | 1992-04-03 |  | Petroleum | On road diesel | On road diesel | Retail | Double Wall, Fiberglass reinforced plastic | Fiberglass reinforced plastic |  |  | Double Wall, Fiberglass reinforced plastic |  | 1901-01-01 |  | Catchment Basin, Single walled catchment basin | Audible high level alarm At 90% full | Audible high level alarm At 90% full |  |  | Continuous Automatic Tank Gauge |  |  |  | Interstitial Monitoring within Secondary Containment | SENSOR TO ATG | Continuous alarm system | Continuous alarm system |  | UST Currently In Use: 0; UST Temp Close: 0; AST Currently In Use: 0; AST Temp Closed: 0 | 0 | 0 | 3 | 23062-071-000807 | JAGANMOHAN BUKKARAJU
42898 | Currently in Use |  | 1992-02-12 |  | Petroleum | Unleaded gasoline | Unleaded gasoline | Retail | Double Wall, Fiberglass reinforced plastic | Fiberglass reinforced plastic |  |  | Double Wall, Fiberglass reinforced plastic |  | 1901-01-01 |  | Catchment Basin, Single walled catchment basin | Flow Rest 90% Full | Flow Rest 90% Full |  |  | Continuous Automatic Tank Gauge |  | Automatic shutoff device (AELLD) | Automatic shutoff device (AELLD) | [5 empty] | UST Currently In Use: 4; UST Temp Close: 0; AST Currently In Use: 0; AST Temp Closed: 0 | 4 | 0 | 0 | 22288-089-015759 | BIG A CONVENIENCE STORES, INC.
42899 | Currently in Use |  | 1992-02-12 |  | Petroleum | On road diesel | On road diesel | Retail | Double Wall, Fiberglass reinforced plastic | Fiberglass reinforced plastic |  |  | Double Wall, Fiberglass reinforced plastic |  | 1901-01-01 |  | Catchment Basin, Single walled catchment basin | Flow Rest 90% Full | Flow Rest 90% Full |  |  | Continuous Automatic Tank Gauge |  | Automatic shutoff device (AELLD) | Automatic shutoff device (AELLD) | [5 empty] | UST Currently In Use: 4; UST Temp Close: 0; AST Currently In Use: 0; AST Temp Closed: 0 | 4 | 0 | 0 | 22288-089-015759 | BIG A CONVENIENCE STORES, INC.
42900 | Currently in Use |  | 1992-02-12 |  | Petroleum | Premium gasoline | Premium gasoline | Retail | Double Wall, Fiberglass reinforced plastic | Fiberglass reinforced plastic |  |  | Double Wall, Fiberglass reinforced plastic |  | 1901-01-01 |  | Catchment Basin, Single walled catchment basin | Flow Rest 90% Full | Flow Rest 90% Full |  |  | Continuous Automatic Tank Gauge |  | Automatic shutoff device (AELLD) | Automatic shutoff device (AELLD) | [5 empty] | UST Currently In Use: 4; UST Temp Close: 0; AST Currently In Use: 0; AST Temp Closed: 0 | 4 | 0 | 0 | 22288-089-015759 | BIG A CONVENIENCE STORES, INC.
42902 | Currently in Use |  | 1992-02-12 |  | Petroleum | Mid-grade gasoline | Mid-grade gasoline | Retail | Double Wall, Fiberglass reinforced plastic | Fiberglass reinforced plastic |  |  | Double Wall, Fiberglass reinforced plastic |  | 1901-01-01 |  | Catchment Basin, Single walled catchment basin | Flow Rest 90% Full | Flow Rest 90% Full |  |  | Continuous Automatic Tank Gauge |  | Automatic shutoff device (AELLD) | Automatic shutoff device (AELLD) | [5 empty] | UST Currently In Use: 4; UST Temp Close: 0; AST Currently In Use: 0; AST Temp Closed: 0 | 4 | 0 | 0 | 22288-089-015759 | BIG A CONVENIENCE STORES, INC.
42903 | Permanently Closed | 1997-01-01 | 1989-01-01 | 1997-06-11 | Petroleum | On road diesel | On road diesel | State/federal government | Fiberglass reinforced plastic | Fiberglass reinforced plastic |  |  | Steel |  | 1901-01-01 | None | [14 empty] | UST Currently In Use: 0; UST Temp Close: 0; AST Currently In Use: 1; AST Temp Closed: 0 | 0 | 0 | 1 | 11510-097-015599 | DOT FEDERAL AVIATION FAA
42904 | Permanently Closed | 2012-10-31 | 1992-03-20 | 2013-04-10 | Petroleum | Unleaded gasoline | Unleaded gasoline | Retail | Steel | Steel | Coated & cathodic protection (sti-P3) |  | Fiberglass reinforced plastic |  |  |  | Catchment Basin, Single walled catchment basin | Flow Rest 90% Full | Flow Rest 90% Full |  |  | Statistical Inventory Reconciliation (SIR) | [8 empty] | UST Currently In Use: 0; UST Temp Close: 0; AST Currently In Use: 0; AST Temp Closed: 0 | 0 | 0 | 4 | 12743-041-012490 | JETER OIL CO
42905 |  | 2001-01-01 | 1969-01-01 |  | Petroleum | Used oil | Used oil |  | Steel | Steel | Field installed cathodic protection |  |  |  | 1901-01-01 | Field installed cathodic protection | Other, EXEMPT | Other, EXEMPT | Other | [11 empty] | UST Currently In Use: 0; UST Temp Close: 0; AST Currently In Use: 0; AST Temp Closed: 0 | 0 | 0 | 3 | 21554-039-003027 | WT LLC
42906 | Temporary Closed | 2004-04-16 | 1988-11-01 |  | Petroleum | Unleaded gasoline | Unleaded gasoline | Retail | Single Wall, Steel | Steel | Coated & cathodic protection (sti-P3) |  | Fiberglass reinforced plastic, Single Wall |  |  | Other, FLXS ISOLA | Catchment Basin, Single walled catchment basin | Automatic shutoff device At 95% full | Automatic shutoff device At 95% full |  |  | Statistical Inventory Reconciliation (SIR) | [8 empty] | UST Currently In Use: 0; UST Temp Close: 2; AST Currently In Use: 0; AST Temp Closed: 0 | 0 | 2 | 0 | 21821-079-006601 | GREGORY L. TERRY
42907 | Temporary Closed | 2004-04-16 | 1988-11-01 |  | Petroleum | Mid-grade gasoline | Mid-grade gasoline | Retail | Single Wall, Steel | Steel | Coated & cathodic protection (sti-P3) |  | Fiberglass reinforced plastic, Single Wall |  |  | Other, FLXS ISOLA | Catchment Basin, Single walled catchment basin | Automatic shutoff device At 95% full | Automatic shutoff device At 95% full |  |  | Statistical Inventory Reconciliation (SIR) | [8 empty] | UST Currently In Use: 0; UST Temp Close: 2; AST Currently In Use: 0; AST Temp Closed: 0 | 0 | 2 | 0 | 21821-079-006601 | GREGORY L. TERRY
42908 | Currently in Use |  | 1988-03-24 |  | Petroleum | Unleaded gasoline | Unleaded gasoline |  | Steel | Steel | Coated & cathodic protection (sti-P3) |  | Fiberglass reinforced plastic |  | 2020-09-29 |  | Catchment Basin, Single walled catchment basin | Automatic shutoff device At 95% full | Automatic shutoff device At 95% full |  |  | Continuous Automatic Tank Gauge |  | Automatic shutoff device (AELLD) | Automatic shutoff device (AELLD) | Interstitial Monitoring within Secondary Containment |  |  |  |  | UST Currently In Use: 4; UST Temp Close: 0; AST Currently In Use: 0; AST Temp Closed: 0 | 4 | 0 | 0 | 25213-109-015523 | SAI ANSH INC
42909 | Currently in Use |  | 1988-03-24 |  | Petroleum | Unleaded gasoline | Unleaded gasoline |  | Steel | Steel | Coated & cathodic protection (sti-P3) |  | Fiberglass reinforced plastic |  |  | Other, FLXS ISOLA | Catchment Basin, Single walled catchment basin | Automatic shutoff device At 95% full | Automatic shutoff device At 95% full |  |  | Continuous Automatic Tank Gauge |  | Other, MANIFOLDED | Other |  |  | Other, MANIFOLDED | Other |  | UST Currently In Use: 4; UST Temp Close: 0; AST Currently In Use: 0; AST Temp Closed: 0 | 4 | 0 | 0 | 25213-109-015523 | SAI ANSH INC
42910 | Currently in Use |  | 1988-03-24 |  | Petroleum | Premium gasoline | Premium gasoline |  | Steel | Steel | Coated & cathodic protection (sti-P3) |  | Fiberglass reinforced plastic |  | 2020-09-28 |  | Catchment Basin, Single walled catchment basin | Automatic shutoff device At 95% full | Automatic shutoff device At 95% full |  |  | Continuous Automatic Tank Gauge |  | Automatic shutoff device (AELLD) | Automatic shutoff device (AELLD) | Interstitial Monitoring within Secondary Containment |  |  |  |  | UST Currently In Use: 4; UST Temp Close: 0; AST Currently In Use: 0; AST Temp Closed: 0 | 4 | 0 | 0 | 25213-109-015523 | SAI ANSH INC
42911 | Currently in Use |  | 1988-03-24 |  | Petroleum | On road diesel | On road diesel |  | Steel | Steel | Coated & cathodic protection (sti-P3) |  | Fiberglass reinforced plastic |  | 2020-09-28 |  | Catchment Basin, Single walled catchment basin | Automatic shutoff device At 95% full | Automatic shutoff device At 95% full |  |  | Continuous Automatic Tank Gauge |  | Automatic shutoff device (AELLD) | Automatic shutoff device (AELLD) | Interstitial Monitoring within Secondary Containment |  |  |  |  | UST Currently In Use: 4; UST Temp Close: 0; AST Currently In Use: 0; AST Temp Closed: 0 | 4 | 0 | 0 | 25213-109-015523 | SAI ANSH INC
42912 | Permanently Closed | 2006-03-01 | 1992-05-10 | 2007-07-31 | Petroleum | Unleaded gasoline | Unleaded gasoline | Retail | Steel | Steel | Coated & cathodic protection (sti-P3) |  | Fiberglass reinforced plastic |  | 1901-01-01 | None | Catchment Basin, Single walled catchment basin | Automatic shutoff device At 95% full | Automatic shutoff device At 95% full |  |  | Statistical Inventory Reconciliation (SIR) | [8 empty] | UST Currently In Use: 0; UST Temp Close: 0; AST Currently In Use: 0; AST Temp Closed: 0 | 0 | 0 | 6 | 10252-025-012026 | RALPH E CLAYTON
42913 | Currently in Use |  | 1992-02-15 |  | Petroleum | Unleaded gasoline | Unleaded gasoline |  | Steel | Steel | Coated & cathodic protection (sti-P3) |  | Fiberglass reinforced plastic |  |  |  | Catchment Basin, Single walled catchment basin | Flow Rest 90% Full | Flow Rest 90% Full |  |  | Automatic Tank Gauge |  | Automatic shutoff device (AELLD), Containment Sump | Containment Sump |  |  | Automatic electronic line leak detector (AELLD) | Automatic electronic line leak detector (AELLD) |  | UST Currently In Use: 2; UST Temp Close: 0; AST Currently In Use: 0; AST Temp Closed: 0 | 2 | 0 | 0 | 25983-013-015750 | SAI AARAV INC
42914 | Currently in Use |  | 1992-02-15 |  | Petroleum | On road diesel | On road diesel |  | Steel | Steel | Coated & cathodic protection (sti-P3) |  | Fiberglass reinforced plastic |  |  |  | Catchment Basin, Single walled catchment basin | Flow Rest 90% Full | Flow Rest 90% Full |  |  | Automatic Tank Gauge |  | Automatic shutoff device (AELLD), Containment Sump | Containment Sump |  |  | Automatic electronic line leak detector (AELLD) | Automatic electronic line leak detector (AELLD) |  | UST Currently In Use: 2; UST Temp Close: 0; AST Currently In Use: 0; AST Temp Closed: 0 | 2 | 0 | 0 | 25983-013-015750 | SAI AARAV INC
42915 | Currently in Use |  | 1992-03-16 |  | Petroleum | Unleaded gasoline | Unleaded gasoline | Retail | Steel | Steel | Coated & cathodic protection (sti-P3) |  | Fiberglass reinforced plastic |  |  |  | Catchment Basin, Single walled catchment basin | Flow Rest 90% Full | Flow Rest 90% Full |  |  | Continuous Automatic Tank Gauge |  | Automatic shutoff device (AELLD) | Automatic shutoff device (AELLD) | [5 empty] | UST Currently In Use: 3; UST Temp Close: 0; AST Currently In Use: 0; AST Temp Closed: 0 | 3 | 0 | 0 | 17732-099-015751 | ROGER RAWLS
42916 | Currently in Use |  | 1992-03-16 |  | Petroleum | Ethanol free gasoline | Ethanol free gasoline | Retail | Steel | Steel | Coated & cathodic protection (sti-P3) |  | Fiberglass reinforced plastic |  |  |  | Catchment Basin, Single walled catchment basin | Flow Rest 90% Full | Flow Rest 90% Full |  |  | Continuous Automatic Tank Gauge |  | Automatic shutoff device (AELLD) | Automatic shutoff device (AELLD) | [5 empty] | UST Currently In Use: 3; UST Temp Close: 0; AST Currently In Use: 0; AST Temp Closed: 0 | 3 | 0 | 0 | 17732-099-015751 | ROGER RAWLS
42917 | Currently in Use |  | 1992-03-16 |  | Petroleum | Unleaded gasoline | Unleaded gasoline | Retail | Steel | Steel | Coated & cathodic protection (sti-P3) |  | Fiberglass reinforced plastic |  |  |  | Catchment Basin, Single walled catchment basin | Flow Rest 90% Full | Flow Rest 90% Full |  |  | Continuous Automatic Tank Gauge |  | Automatic shutoff device (AELLD) | Automatic shutoff device (AELLD) | [5 empty] | UST Currently In Use: 3; UST Temp Close: 0; AST Currently In Use: 0; AST Temp Closed: 0 | 3 | 0 | 0 | 17732-099-015751 | ROGER RAWLS
42918 | Currently in Use |  | 1992-03-15 |  | Petroleum | Unleaded gasoline | Unleaded gasoline | Retail | Fiberglass coated steel | Fiberglass coated steel |  |  | Fiberglass reinforced plastic |  | 1901-01-01 | None | Catchment Basin, Single walled catchment basin | Flow Rest 90% Full | Flow Rest 90% Full |  |  | Continuous Automatic Tank Gauge |  | Automatic flow restrictor (MLLD), Containment Sump | Containment Sump |  |  | Annual line testing | Annual line testing |  | UST Currently In Use: 3; UST Temp Close: 0; AST Currently In Use: 0; AST Temp Closed: 0 | 3 | 0 | 0 | 21125-003-015752 | HOVEN OIL COMPANY, INC.
42920 | Currently in Use |  | 1992-03-15 |  | Petroleum | Premium gasoline | Premium gasoline | Retail | Fiberglass coated steel | Fiberglass coated steel |  |  | Fiberglass reinforced plastic |  | 1901-01-01 | None | Catchment Basin, Single walled catchment basin | Flow Rest 90% Full | Flow Rest 90% Full |  |  | Continuous Automatic Tank Gauge |  | Automatic flow restrictor (MLLD), Containment Sump | Containment Sump |  |  | Annual line testing | Annual line testing |  | UST Currently In Use: 3; UST Temp Close: 0; AST Currently In Use: 0; AST Temp Closed: 0 | 3 | 0 | 0 | 21125-003-015752 | HOVEN OIL COMPANY, INC.
42921 | Currently in Use |  | 1992-03-15 |  | Petroleum | On road diesel | On road diesel | Retail | Fiberglass coated steel | Fiberglass coated steel |  |  | Fiberglass reinforced plastic |  | 1901-01-01 | None | Catchment Basin, Single walled catchment basin | Automatic shutoff device At 95% full | Automatic shutoff device At 95% full |  |  | Continuous Automatic Tank Gauge |  | Automatic flow restrictor (MLLD), Containment Sump | Containment Sump |  |  | Annual line testing | Annual line testing |  | UST Currently In Use: 3; UST Temp Close: 0; AST Currently In Use: 0; AST Temp Closed: 0 | 3 | 0 | 0 | 21125-003-015752 | HOVEN OIL COMPANY, INC.
42922 | Currently in Use | 2014-05-01 | 1992-04-14 |  | Petroleum | On road diesel | On road diesel | Retail | Single Wall, Steel, 1.5D/1.5OD | Steel | Coated & cathodic protection (sti-P3), Field installed cathodic protection |  | Fiberglass reinforced plastic, Single Wall |  |  |  | Catchment Basin, Single walled catchment basin | Automatic shutoff device At 95% full, Flow Rest 90% Full | Flow Rest 90% Full |  |  | Statistical Inventory Reconciliation (SIR) | [8 empty] | UST Currently In Use: 4; UST Temp Close: 0; AST Currently In Use: 0; AST Temp Closed: 0 | 4 | 0 | 0 | 23241-055-013168 | BHAVESHKUMAR (BOB) PATEL
42923 | Temporary Closed | 1989-12-28 | 1992-04-13 |  | Petroleum | Unleaded gasoline | Unleaded gasoline | Retail | Steel | Steel | Coated & cathodic protection (sti-P3) |  | Fiberglass reinforced plastic |  | 1901-01-01 | Field installed cathodic protection, FLEX CONN | Catchment Basin, Single walled catchment basin | Flow Rest 90% Full | Flow Rest 90% Full |  |  | Statistical Inventory Reconciliation (SIR) | [8 empty] | UST Currently In Use: 0; UST Temp Close: 3; AST Currently In Use: 0; AST Temp Closed: 0 | 0 | 3 | 0 | 22210-117-015707 | JERRY MICHAEL BEAVERS
42924 | Temporary Closed | 1989-12-28 | 1992-04-13 |  | Petroleum | Unleaded gasoline | Unleaded gasoline |  | Steel | Steel | Coated & cathodic protection (sti-P3) |  | Fiberglass reinforced plastic |  | 1901-01-01 | Field installed cathodic protection, FLEX CONN | Catchment Basin, Single walled catchment basin | Flow Rest 90% Full | Flow Rest 90% Full |  |  | Statistical Inventory Reconciliation (SIR) | [8 empty] | UST Currently In Use: 0; UST Temp Close: 3; AST Currently In Use: 0; AST Temp Closed: 0 | 0 | 3 | 0 | 22210-117-015707 | JERRY MICHAEL BEAVERS
42925 | Temporary Closed | 1989-12-28 | 1992-04-13 |  | Petroleum | On road diesel | On road diesel |  | Steel | Steel | Coated & cathodic protection (sti-P3) |  | Fiberglass reinforced plastic |  | 1901-01-01 | Field installed cathodic protection, FLEX CONN | Catchment Basin, Single walled catchment basin | Flow Rest 90% Full | Flow Rest 90% Full | [11 empty] | UST Currently In Use: 0; UST Temp Close: 3; AST Currently In Use: 0; AST Temp Closed: 0 | 0 | 3 | 0 | 22210-117-015707 | JERRY MICHAEL BEAVERS
42926 | Currently in Use |  | 1975-06-01 |  | Petroleum | Unleaded gasoline | Unleaded gasoline | Retail | Steel | Steel | Field installed cathodic protection |  | Steel |  |  | Field installed cathodic protection | Catchment Basin, Single walled catchment basin | Automatic shutoff device At 95% full | Automatic shutoff device At 95% full |  |  | Automatic Tank Gauge | [8 empty] | UST Currently In Use: 1; UST Temp Close: 0; AST Currently In Use: 0; AST Temp Closed: 0 | 1 | 0 | 0 | 22657-115-015708 | RIVERS EDGE MARINA, INC
42927 | Permanently Closed | 1992-01-01 | 1979-10-01 | 1992-10-01 | Petroleum | On road diesel | On road diesel | Emergency Power Generator, State/Federal Government | Steel | Steel |  | Painted or None | Steel |  | 1901-01-01 |  |  | Audible high level alarm At 90% full | Audible high level alarm At 90% full |  |  | Automatic Tank Gauge | [8 empty] | UST Currently In Use: 0; UST Temp Close: 2; AST Currently In Use: 0; AST Temp Closed: 0 | 0 | 2 | 1 | 25160-073-015709 | UNIV OF ALA HEALTH SVC FOUNDATION PC
42928 | Temporary Closed | 2012-07-26 | 1980-01-01 |  | Petroleum | Kerosene | Kerosene | Retail | Single Wall, Steel | Steel | Field installed cathodic protection |  | Single Wall, Steel |  |  | Field installed cathodic protection | Catchment Basin, Single walled catchment basin | Automatic shutoff device At 95% full | Automatic shutoff device At 95% full |  |  | Statistical Inventory Reconciliation (SIR) | [8 empty] | UST Currently In Use: 0; UST Temp Close: 5; AST Currently In Use: 0; AST Temp Closed: 0 | 0 | 5 | 0 | 12693-015-009541 | JAMES R FULLER
42930 | Currently in Use |  | 1983-10-12 |  | Petroleum | Unleaded gasoline | Unleaded gasoline | Retail | Single Wall, Steel | Steel | Field installed cathodic protection |  | Single Wall, Steel |  |  | Field installed cathodic protection | Catchment Basin, Single walled catchment basin | Automatic shutoff device At 95% full | Automatic shutoff device At 95% full |  |  | Statistical Inventory Reconciliation (SIR) | Direct Bury submersible pump | [7 empty] | UST Currently In Use: 2; UST Temp Close: 0; AST Currently In Use: 0; AST Temp Closed: 0 | 2 | 0 | 0 | 15476-127-015712 | YOUNG OIL INC
42931 | Currently in Use |  | 1983-10-12 |  | Petroleum | Premium gasoline | Premium gasoline | Retail | Single Wall, Steel | Steel | Field installed cathodic protection |  | Single Wall, Steel |  |  | Field installed cathodic protection | Catchment Basin, Single walled catchment basin | Automatic shutoff device At 95% full | Automatic shutoff device At 95% full |  |  | Statistical Inventory Reconciliation (SIR) | Direct Bury submersible pump | [7 empty] | UST Currently In Use: 2; UST Temp Close: 0; AST Currently In Use: 0; AST Temp Closed: 0 | 2 | 0 | 0 | 15476-127-015712 | YOUNG OIL INC
42932 | Permanently Closed | 1993-09-29 | 1969-03-10 | 1993-09-29 | Petroleum | Used oil | Used oil |  | Steel | Steel |  |  | Steel |  | 1901-01-01 | [15 empty] | UST Currently In Use: 0; UST Temp Close: 0; AST Currently In Use: 0; AST Temp Closed: 0 | 0 | 0 | 1 | 17733-097-015753 | AAMCO TRANSMISSIONS
42933 | Currently in Use |  | 1990-01-01 |  | Petroleum | On road diesel | On road diesel | State/federal government | Double Wall, Fiberglass reinforced plastic | Fiberglass reinforced plastic |  |  | Double Wall, Fiberglass reinforced plastic |  | 1901-01-01 | None | Catchment Basin, Double walled catchment basin | Flow Rest 90% Full | Flow Rest 90% Full |  |  | Continuous Automatic Tank Gauge | Single walled submersible pump containment sump | Automatic flow restrictor (MLLD), Containment Sump | Containment Sump |  | SENSOR TO ATG | Annual line testing, Continuous alarm system | Continuous alarm system |  | UST Currently In Use: 2; UST Temp Close: 0; AST Currently In Use: 0; AST Temp Closed: 0 | 2 | 0 | 4 | 14668-127-002943 | DEPARTMENT OF TRANSPORTATION HIGHWAY
42934 | Currently in Use |  | 1990-01-01 |  | Petroleum | Unleaded gasoline | Unleaded gasoline | State/federal government | Fiberglass reinforced plastic, Single Wall | Single Wall |  |  | Double Wall, Fiberglass reinforced plastic |  | 1901-01-01 | None | Catchment Basin, Double walled catchment basin | Flow Rest 90% Full | Flow Rest 90% Full |  |  | Continuous Automatic Tank Gauge | Single walled submersible pump containment sump | Automatic flow restrictor (MLLD), Containment Sump | Containment Sump |  | SENSOR TO ATG | Annual line testing, Continuous alarm system | Continuous alarm system |  | UST Currently In Use: 2; UST Temp Close: 0; AST Currently In Use: 0; AST Temp Closed: 0 | 2 | 0 | 4 | 14668-127-002943 | DEPARTMENT OF TRANSPORTATION HIGHWAY
42935 | Currently in Use |  | 1989-10-01 |  | Petroleum | Unleaded gasoline | Unleaded gasoline |  | Steel | Steel | Coated & cathodic protection (sti-P3) |  | Fiberglass reinforced plastic |  |  | Other, FLXS ISOLA | Catchment Basin, Single walled catchment basin | Automatic shutoff device At 95% full | Automatic shutoff device At 95% full |  |  | Automatic Tank Gauge | [8 empty] | UST Currently In Use: 3; UST Temp Close: 0; AST Currently In Use: 0; AST Temp Closed: 0 | 3 | 0 | 0 | 17758-101-015119 | DANIEL LAYMONT COTTRELL
42936 | Currently in Use |  | 1989-10-01 |  | Petroleum | Unleaded gasoline | Unleaded gasoline |  | Steel | Steel | Coated & cathodic protection (sti-P3) |  | Fiberglass reinforced plastic |  |  | Other, FLXS ISOLA | Catchment Basin, Single walled catchment basin | Automatic shutoff device At 95% full | Automatic shutoff device At 95% full |  |  | Automatic Tank Gauge | [8 empty] | UST Currently In Use: 3; UST Temp Close: 0; AST Currently In Use: 0; AST Temp Closed: 0 | 3 | 0 | 0 | 17758-101-015119 | DANIEL LAYMONT COTTRELL
42937 | Currently in Use |  | 1989-10-01 |  | Petroleum | Unleaded gasoline | Unleaded gasoline |  | Steel | Steel | Coated & cathodic protection (sti-P3) |  | Fiberglass reinforced plastic |  | 1901-01-01 | None | Catchment Basin, Single walled catchment basin | Automatic shutoff device At 95% full | Automatic shutoff device At 95% full |  |  | Automatic Tank Gauge | [8 empty] | UST Currently In Use: 3; UST Temp Close: 0; AST Currently In Use: 0; AST Temp Closed: 0 | 3 | 0 | 0 | 17758-101-015119 | DANIEL LAYMONT COTTRELL
42938 | Permanently Closed | 2018-03-01 | 1988-01-14 | 2019-07-22 | Petroleum | On road diesel | On road diesel | Local government | Fiberglass reinforced plastic | Fiberglass reinforced plastic |  |  | Fiberglass reinforced plastic |  | 1901-01-01 | None | Catchment Basin, Single walled catchment basin | Automatic shutoff device At 95% full | Automatic shutoff device At 95% full |  |  | Statistical Inventory Reconciliation (SIR) | [8 empty] | UST Currently In Use: 0; UST Temp Close: 0; AST Currently In Use: 0; AST Temp Closed: 0 | 0 | 0 | 2 | 12029-061-004627 | GENEVA COUNTY BOARD OF EDUCATION
42939 | Permanently Closed | 2018-03-01 | 1988-01-06 | 2019-03-12 | Petroleum | On road diesel | On road diesel | Local government | Fiberglass reinforced plastic | Fiberglass reinforced plastic |  |  | Fiberglass reinforced plastic |  | 1901-01-01 | None | Catchment Basin, Single walled catchment basin | Automatic shutoff device At 95% full | Automatic shutoff device At 95% full |  |  | Statistical Inventory Reconciliation (SIR) | [8 empty] | UST Currently In Use: 0; UST Temp Close: 0; AST Currently In Use: 1; AST Temp Closed: 0 | 0 | 0 | 5 | 12029-061-004625 | GENEVA COUNTY BOARD OF EDUCATION
42940 | Permanently Closed | 2018-03-01 | 1988-01-06 | 2019-03-12 | Petroleum | On road diesel | On road diesel | Local government | Fiberglass reinforced plastic | Fiberglass reinforced plastic |  |  | Fiberglass reinforced plastic |  | 1901-01-01 | None | Catchment Basin, Single walled catchment basin | Automatic shutoff device At 95% full | Automatic shutoff device At 95% full |  |  | Statistical Inventory Reconciliation (SIR) | [8 empty] | UST Currently In Use: 0; UST Temp Close: 0; AST Currently In Use: 1; AST Temp Closed: 0 | 0 | 0 | 5 | 12029-061-004625 | GENEVA COUNTY BOARD OF EDUCATION
42941 | Permanently Closed | 2018-03-01 | 1988-01-06 | 2019-03-12 | Petroleum | On road diesel | On road diesel | Local government | Fiberglass reinforced plastic | Fiberglass reinforced plastic |  |  | Fiberglass reinforced plastic |  | 1901-01-01 | None | Catchment Basin, Single walled catchment basin | Automatic shutoff device At 95% full | Automatic shutoff device At 95% full |  |  | Statistical Inventory Reconciliation (SIR) | [8 empty] | UST Currently In Use: 0; UST Temp Close: 0; AST Currently In Use: 1; AST Temp Closed: 0 | 0 | 0 | 5 | 12029-061-004625 | GENEVA COUNTY BOARD OF EDUCATION
42942 | Permanently Closed | 2018-03-01 | 1988-01-06 | 2019-03-12 | Petroleum | On road diesel | On road diesel | Local government | Fiberglass reinforced plastic | Fiberglass reinforced plastic |  |  | Fiberglass reinforced plastic |  | 1901-01-01 | None | Catchment Basin, Single walled catchment basin | Automatic shutoff device At 95% full | Automatic shutoff device At 95% full |  |  | Statistical Inventory Reconciliation (SIR) | [8 empty] | UST Currently In Use: 0; UST Temp Close: 0; AST Currently In Use: 1; AST Temp Closed: 0 | 0 | 0 | 5 | 12029-061-004625 | GENEVA COUNTY BOARD OF EDUCATION
42943 | Temporary Closed | 2011-03-01 | 1972-01-01 |  | Petroleum | Unleaded gasoline | Unleaded gasoline | Retail | Steel | Steel | Field installed cathodic protection |  | Steel |  |  | Field installed cathodic protection | Catchment Basin, Single walled catchment basin | Automatic shutoff device At 95% full | Automatic shutoff device At 95% full |  |  | Statistical Inventory Reconciliation (SIR) | [8 empty] | UST Currently In Use: 0; UST Temp Close: 2; AST Currently In Use: 0; AST Temp Closed: 0 | 0 | 2 | 0 | 25465-101-015120 | GOVHAN LLC
42944 | Temporary Closed | 2011-03-01 | 1972-01-01 |  | Petroleum | Unleaded gasoline | Unleaded gasoline | Retail | Steel | Steel | Field installed cathodic protection |  | Steel |  |  | Field installed cathodic protection | Catchment Basin, Single walled catchment basin | Automatic shutoff device At 95% full | Automatic shutoff device At 95% full | [11 empty] | UST Currently In Use: 0; UST Temp Close: 2; AST Currently In Use: 0; AST Temp Closed: 0 | 0 | 2 | 0 | 25465-101-015120 | GOVHAN LLC
42945 | Currently in Use |  | 1992-02-10 |  | Petroleum | Unleaded gasoline | Unleaded gasoline | Retail | Fiberglass reinforced plastic | Fiberglass reinforced plastic |  |  | Fiberglass reinforced plastic |  | 1901-01-01 |  | Catchment Basin, Single walled catchment basin | Flow Rest 90% Full | Flow Rest 90% Full |  | SENSOR TO ATG | Automatic Tank Gauge |  | Automatic flow restrictor (MLLD), Containment Sump | Containment Sump |  | SENSOR TO ATG | Annual line testing | Annual line testing |  | UST Currently In Use: 4; UST Temp Close: 0; AST Currently In Use: 0; AST Temp Closed: 0 | 4 | 0 | 4 | 25147-051-012899 | GHANSHYAM K PATEL
42946 | Currently in Use |  | 1992-02-10 |  | Petroleum | Mid-grade gasoline | Mid-grade gasoline | Retail | Fiberglass reinforced plastic | Fiberglass reinforced plastic |  |  | Fiberglass reinforced plastic |  | 1901-01-01 |  | Catchment Basin, Single walled catchment basin | Flow Rest 90% Full | Flow Rest 90% Full |  | SENSOR TO ATG | Automatic Tank Gauge |  | Automatic flow restrictor (MLLD), Containment Sump | Containment Sump |  | SENSOR TO ATG | Annual line testing | Annual line testing |  | UST Currently In Use: 4; UST Temp Close: 0; AST Currently In Use: 0; AST Temp Closed: 0 | 4 | 0 | 4 | 25147-051-012899 | GHANSHYAM K PATEL
42947 | Currently in Use |  | 1992-02-10 |  | Petroleum | Premium gasoline | Premium gasoline | Retail | Fiberglass reinforced plastic | Fiberglass reinforced plastic |  |  | Fiberglass reinforced plastic |  | 1901-01-01 |  | Catchment Basin, Single walled catchment basin | Flow Rest 90% Full | Flow Rest 90% Full |  | SENSOR TO ATG | Automatic Tank Gauge |  | Automatic flow restrictor (MLLD), Containment Sump | Containment Sump |  | SENSOR TO ATG | Annual line testing | Annual line testing |  | UST Currently In Use: 4; UST Temp Close: 0; AST Currently In Use: 0; AST Temp Closed: 0 | 4 | 0 | 4 | 25147-051-012899 | GHANSHYAM K PATEL
42948 | Currently in Use |  | 1992-02-10 |  | Petroleum | On road diesel | On road diesel | Retail | Fiberglass reinforced plastic | Fiberglass reinforced plastic |  |  | Fiberglass reinforced plastic |  | 1901-01-01 |  | Catchment Basin, Single walled catchment basin | Flow Rest 90% Full | Flow Rest 90% Full |  | SENSOR TO ATG | Automatic Tank Gauge | [8 empty] | UST Currently In Use: 4; UST Temp Close: 0; AST Currently In Use: 0; AST Temp Closed: 0 | 4 | 0 | 4 | 25147-051-012899 | GHANSHYAM K PATEL
42949 | Temporary Closed | 2013-11-08 | 1992-04-08 |  | Petroleum | Unleaded gasoline | Unleaded gasoline | Retail | Single Wall, Steel | Steel | Coated & cathodic protection (sti-P3) |  | Double Wall, Fiberglass reinforced plastic |  |  |  | Catchment Basin, Single walled catchment basin | Flow Rest 90% Full | Flow Rest 90% Full |  |  | Continuous Automatic Tank Gauge |  | Automatic flow restrictor (MLLD) | Automatic flow restrictor (MLLD) |  |  | Annual line testing | Annual line testing |  | UST Currently In Use: 0; UST Temp Close: 3; AST Currently In Use: 0; AST Temp Closed: 0 | 0 | 3 | 0 | 24083-075-015121 | SIPSEY RIVER OIL COMPANY
42950 | Temporary Closed | 2013-11-08 | 1992-04-08 |  | Petroleum | Premium gasoline | Premium gasoline | Retail | Single Wall, Steel | Steel | Coated & cathodic protection (sti-P3) |  | Double Wall, Fiberglass reinforced plastic |  |  |  | Catchment Basin, Single walled catchment basin | Flow Rest 90% Full | Flow Rest 90% Full |  |  | Continuous Automatic Tank Gauge |  | Automatic flow restrictor (MLLD) | Automatic flow restrictor (MLLD) |  |  | Annual line testing | Annual line testing |  | UST Currently In Use: 0; UST Temp Close: 3; AST Currently In Use: 0; AST Temp Closed: 0 | 0 | 3 | 0 | 24083-075-015121 | SIPSEY RIVER OIL COMPANY
42951 | Temporary Closed | 2013-11-08 | 1992-04-08 |  | Petroleum | On road diesel | On road diesel | Retail | Single Wall, Steel | Steel | Coated & cathodic protection (sti-P3) |  | Double Wall, Fiberglass reinforced plastic |  |  |  | Catchment Basin, Single walled catchment basin | Automatic shutoff device At 95% full, Flow Rest 90% Full | Flow Rest 90% Full |  |  | Continuous Automatic Tank Gauge | [8 empty] | UST Currently In Use: 0; UST Temp Close: 3; AST Currently In Use: 0; AST Temp Closed: 0 | 0 | 3 | 0 | 24083-075-015121 | SIPSEY RIVER OIL COMPANY
42952 | Permanently Closed | 2013-05-09 | 1992-01-20 | 2013-05-09 | Petroleum | Unleaded gasoline | Unleaded gasoline |  | Steel | Steel | Coated & cathodic protection (sti-P3) |  | Fiberglass reinforced plastic |  |  |  | Catchment Basin, Single walled catchment basin | Flow Rest 90% Full | Flow Rest 90% Full |  |  | Statistical Inventory Reconciliation (SIR) | [5 empty] | Statistical inventory reconciliation (SIR) | Statistical inventory reconciliation (SIR) |  | UST Currently In Use: 0; UST Temp Close: 0; AST Currently In Use: 0; AST Temp Closed: 0 | 0 | 0 | 2 | 12902-047-015122 | JONES OIL CO INC
42953 | Permanently Closed | 2013-05-09 | 1992-01-20 | 2013-05-09 | Petroleum | Unleaded gasoline | Unleaded gasoline |  | Steel | Steel | Coated & cathodic protection (sti-P3) |  | Fiberglass reinforced plastic |  |  |  | Catchment Basin, Single walled catchment basin | Flow Rest 90% Full | Flow Rest 90% Full |  |  | Statistical Inventory Reconciliation (SIR) | [5 empty] | Statistical inventory reconciliation (SIR) | Statistical inventory reconciliation (SIR) |  | UST Currently In Use: 0; UST Temp Close: 0; AST Currently In Use: 0; AST Temp Closed: 0 | 0 | 0 | 2 | 12902-047-015122 | JONES OIL CO INC
42954 | Currently in Use |  | 1992-04-10 |  | Petroleum | On road diesel | On road diesel | Industrial | Steel | Steel | Coated & cathodic protection (sti-P3) |  | Fiberglass reinforced plastic |  |  | Other, FLXS ISOLA | Catchment Basin, Single walled catchment basin | Audible high level alarm At 90% full, Automatic shutoff device At 95% full, Flow Rest 90% Full | Flow Rest 90% Full |  |  | Continuous Automatic Tank Gauge | [8 empty] | UST Currently In Use: 3; UST Temp Close: 0; AST Currently In Use: 0; AST Temp Closed: 0 | 3 | 0 | 0 | 17505-007-015123 | RANDOLPH & RANDOLPH CO
42955 | Currently in Use |  | 1992-04-10 |  | Petroleum | Unleaded gasoline | Unleaded gasoline | Industrial | Steel | Steel | Coated & cathodic protection (sti-P3) |  | Fiberglass reinforced plastic |  |  | Other, FLXS ISOLA | Catchment Basin, Single walled catchment basin | Audible high level alarm At 90% full, Automatic shutoff device At 95% full, Flow Rest 90% Full | Flow Rest 90% Full |  |  | Continuous Automatic Tank Gauge | [8 empty] | UST Currently In Use: 3; UST Temp Close: 0; AST Currently In Use: 0; AST Temp Closed: 0 | 3 | 0 | 0 | 17505-007-015123 | RANDOLPH & RANDOLPH CO
42956 | Temporary Closed | 2019-02-17 | 1991-07-01 |  | Petroleum | Unleaded gasoline | Unleaded gasoline | Retail | Fiberglass reinforced plastic, Single Wall | Single Wall |  |  | Double Wall, Fiberglass reinforced plastic |  | 1901-01-01 |  | Catchment Basin, Single walled catchment basin | Flow Rest 90% Full | Flow Rest 90% Full |  |  | Continuous Automatic Tank Gauge |  | Automatic flow restrictor (MLLD), Containment Sump | Containment Sump | Interstitial Monitoring within Secondary Containment | SENSOR TO ATG | Annual line testing, Continuous alarm system | Continuous alarm system |  | UST Currently In Use: 0; UST Temp Close: 4; AST Currently In Use: 0; AST Temp Closed: 0 | 0 | 4 | 3 | 25565-125-011706 | DISCOUNT BEAUTY OUTLET #2 LLC
42957 | Temporary Closed | 2019-02-17 | 1991-07-01 |  | Petroleum | Mid-grade gasoline | Mid-grade gasoline | Retail | Fiberglass reinforced plastic, Single Wall | Single Wall |  |  | Double Wall, Fiberglass reinforced plastic |  | 1901-01-01 |  | Catchment Basin, Single walled catchment basin | Flow Rest 90% Full | Flow Rest 90% Full |  |  | Continuous Automatic Tank Gauge |  | Automatic flow restrictor (MLLD), Containment Sump | Containment Sump | Interstitial Monitoring within Secondary Containment | SENSOR TO ATG | Annual line testing, Continuous alarm system | Continuous alarm system |  | UST Currently In Use: 0; UST Temp Close: 4; AST Currently In Use: 0; AST Temp Closed: 0 | 0 | 4 | 3 | 25565-125-011706 | DISCOUNT BEAUTY OUTLET #2 LLC
42958 | Temporary Closed | 2019-02-17 | 1991-07-01 |  | Petroleum | Premium gasoline | Premium gasoline | Retail | Fiberglass reinforced plastic, Single Wall | Single Wall |  |  | Double Wall, Fiberglass reinforced plastic |  | 1901-01-01 |  | Catchment Basin, Single walled catchment basin | Flow Rest 90% Full | Flow Rest 90% Full |  |  | Continuous Automatic Tank Gauge |  | Automatic flow restrictor (MLLD), Containment Sump | Containment Sump | Interstitial Monitoring within Secondary Containment | SENSOR TO ATG | Annual line testing, Continuous alarm system | Continuous alarm system |  | UST Currently In Use: 0; UST Temp Close: 4; AST Currently In Use: 0; AST Temp Closed: 0 | 0 | 4 | 3 | 25565-125-011706 | DISCOUNT BEAUTY OUTLET #2 LLC
42959 | Temporary Closed | 2019-02-17 | 1991-07-01 |  | Petroleum | On road diesel | On road diesel | Retail | Fiberglass reinforced plastic, Single Wall | Single Wall |  |  | Double Wall, Fiberglass reinforced plastic |  | 1901-01-01 |  | Catchment Basin, Single walled catchment basin | Flow Rest 90% Full | Flow Rest 90% Full |  |  | Continuous Automatic Tank Gauge |  | Automatic flow restrictor (MLLD), Containment Sump | Containment Sump | Interstitial Monitoring within Secondary Containment | SENSOR TO ATG | Annual line testing, Continuous alarm system | Continuous alarm system |  | UST Currently In Use: 0; UST Temp Close: 4; AST Currently In Use: 0; AST Temp Closed: 0 | 0 | 4 | 3 | 25565-125-011706 | DISCOUNT BEAUTY OUTLET #2 LLC
42960 | Permanently Closed | 1996-06-06 | 1981-04-01 | 1996-06-11 | Petroleum | Unleaded gasoline | Unleaded gasoline | State/federal government | Steel | Steel | Coated & cathodic protection (sti-P3) |  | Steel |  | 1901-01-01 | [6 empty] | Statistical Inventory Reconciliation (SIR) | [8 empty] | UST Currently In Use: 0; UST Temp Close: 0; AST Currently In Use: 0; AST Temp Closed: 0 | 0 | 0 | 3 | 17506-051-015124 | INGRAM STATE COMMUNITY COLLEGE
42961 | Currently in Use |  | 1991-12-03 |  | Petroleum | Unleaded gasoline | Unleaded gasoline | Retail | Steel | Steel | Coated & cathodic protection (sti-P3) |  | Flexible |  |  |  | Catchment Basin, Single walled catchment basin | Flow Rest 90% Full | Flow Rest 90% Full |  |  | Continuous Automatic Tank Gauge |  | Automatic flow restrictor (MLLD), Containment Sump | Containment Sump |  |  | Annual line testing | Annual line testing |  | UST Currently In Use: 2; UST Temp Close: 0; AST Currently In Use: 0; AST Temp Closed: 0 | 2 | 0 | 4 | 24201-101-007211 | PRATHARYAN INC
42962 | Currently in Use |  | 1991-12-03 |  | Petroleum | Unleaded gasoline | Unleaded gasoline | Retail | Steel | Steel | Coated & cathodic protection (sti-P3) |  | Flexible |  |  |  | Catchment Basin, Single walled catchment basin | Flow Rest 90% Full | Flow Rest 90% Full |  |  | Continuous Automatic Tank Gauge |  | Automatic flow restrictor (MLLD), Containment Sump | Containment Sump |  |  | Annual line testing | Annual line testing |  | UST Currently In Use: 2; UST Temp Close: 0; AST Currently In Use: 0; AST Temp Closed: 0 | 2 | 0 | 4 | 24201-101-007211 | PRATHARYAN INC
42963 | Permanently Closed | 1994-09-01 | 1901-01-01 |  | Petroleum | Unleaded gasoline | Unleaded gasoline |  | Steel | Steel |  | Painted or None | Steel |  | 1901-01-01 | [15 empty] | UST Currently In Use: 0; UST Temp Close: 0; AST Currently In Use: 0; AST Temp Closed: 0 | 0 | 0 | 5 | 16221-021-014046 | MRS. ODIS HEADLEY
42964 | Currently in Use |  | 1987-09-10 |  | Petroleum | Other, OFF-RD DIE | Other | Retail | Fiberglass coated steel | Fiberglass coated steel |  |  | Fiberglass reinforced plastic |  | 1901-01-01 |  | Catchment Basin, Single walled catchment basin | Automatic shutoff device At 95% full | Automatic shutoff device At 95% full |  |  | Continuous Automatic Tank Gauge |  | Automatic flow restrictor (MLLD) | Automatic flow restrictor (MLLD) |  |  | Annual line testing | Annual line testing |  | UST Currently In Use: 5; UST Temp Close: 1; AST Currently In Use: 0; AST Temp Closed: 0 | 5 | 1 | 0 | 24684-021-014042 | ASRK UNITED LLC
42965 | Currently in Use |  | 1991-02-15 |  | Petroleum | Unleaded gasoline | Unleaded gasoline | Retail | Fiberglass reinforced plastic, Single Wall | Single Wall |  |  | Double Wall, Fiberglass reinforced plastic |  | 2016-06-01 | None | Catchment Basin, Single walled catchment basin | Automatic shutoff device At 95% full | Automatic shutoff device At 95% full |  |  | Continuous Automatic Tank Gauge |  | Automatic shutoff device (AELLD) | Automatic shutoff device (AELLD) |  |  | Continuous alarm system | Continuous alarm system |  | UST Currently In Use: 4; UST Temp Close: 0; AST Currently In Use: 0; AST Temp Closed: 0 | 4 | 0 | 7 | 22283-021-014043 | JOSEPH J. HEADLEY
42966 | Currently in Use |  | 1991-02-15 |  | Petroleum | Premium gasoline | Premium gasoline | Retail | Fiberglass reinforced plastic, Single Wall | Single Wall |  |  | Double Wall, Fiberglass reinforced plastic |  | 2016-06-01 | None | Catchment Basin, Single walled catchment basin | Automatic shutoff device At 95% full | Automatic shutoff device At 95% full |  |  | Continuous Automatic Tank Gauge |  | Automatic shutoff device (AELLD) | Automatic shutoff device (AELLD) |  |  | Continuous alarm system | Continuous alarm system |  | UST Currently In Use: 4; UST Temp Close: 0; AST Currently In Use: 0; AST Temp Closed: 0 | 4 | 0 | 7 | 22283-021-014043 | JOSEPH J. HEADLEY
42967 | Currently in Use |  | 1991-02-15 |  | Petroleum | On road diesel | On road diesel | Retail | Fiberglass reinforced plastic, Single Wall | Single Wall |  |  | Double Wall, Fiberglass reinforced plastic |  | 2016-06-01 | None | Catchment Basin, Single walled catchment basin | Automatic shutoff device At 95% full | Automatic shutoff device At 95% full |  |  | Continuous Automatic Tank Gauge |  | Automatic shutoff device (AELLD), Containment Sump | Containment Sump | Interstitial Monitoring within Secondary Containment |  | Annual line testing, Continuous alarm system | Continuous alarm system |  | UST Currently In Use: 4; UST Temp Close: 0; AST Currently In Use: 0; AST Temp Closed: 0 | 4 | 0 | 7 | 22283-021-014043 | JOSEPH J. HEADLEY
42968 | Currently in Use |  | 1991-12-20 |  | Petroleum | Unleaded gasoline | Unleaded gasoline |  | Steel | Steel | Coated & cathodic protection (sti-P3) |  | Fiberglass reinforced plastic |  | 1901-01-01 |  | Catchment Basin, Single walled catchment basin | Automatic shutoff device At 95% full | Automatic shutoff device At 95% full |  |  | Statistical Inventory Reconciliation (SIR) |  | Automatic flow restrictor (MLLD) | Automatic flow restrictor (MLLD) |  |  | Statistical inventory reconciliation (SIR) | Statistical inventory reconciliation (SIR) |  | UST Currently In Use: 3; UST Temp Close: 0; AST Currently In Use: 0; AST Temp Closed: 0 | 3 | 0 | 0 | 14247-101-015125 | RUSSELL OIL COMPANY, INC.
42969 | Currently in Use | 2025-06-01 | 1991-12-20 |  | Petroleum | Mid-grade gasoline | Mid-grade gasoline | Retail | Steel | Steel | Coated & cathodic protection (sti-P3) |  | Fiberglass reinforced plastic | [8 empty] | Statistical Inventory Reconciliation (SIR) |  | Automatic flow restrictor (MLLD) | Automatic flow restrictor (MLLD) |  |  | Statistical inventory reconciliation (SIR) | Statistical inventory reconciliation (SIR) | Pressurized Piping | UST Currently In Use: 3; UST Temp Close: 0; AST Currently In Use: 0; AST Temp Closed: 0 | 3 | 0 | 0 | 14247-101-015125 | RUSSELL OIL COMPANY, INC.
42970 | Currently in Use |  | 1991-12-20 |  | Petroleum | Unleaded gasoline | Unleaded gasoline |  | Steel | Steel | Coated & cathodic protection (sti-P3) |  | Fiberglass reinforced plastic |  | 1901-01-01 |  | Catchment Basin, Single walled catchment basin | Flow Rest 90% Full | Flow Rest 90% Full |  |  | Statistical Inventory Reconciliation (SIR) |  | Automatic flow restrictor (MLLD) | Automatic flow restrictor (MLLD) |  |  | Statistical inventory reconciliation (SIR) | Statistical inventory reconciliation (SIR) |  | UST Currently In Use: 3; UST Temp Close: 0; AST Currently In Use: 0; AST Temp Closed: 0 | 3 | 0 | 0 | 14247-101-015125 | RUSSELL OIL COMPANY, INC.
42971 | Permanently Closed | 1998-12-03 | 1987-07-06 | 1998-12-03 | Petroleum | On road diesel | On road diesel | Industrial, Local Government | Steel | Steel |  | Painted or None | Steel |  | 1901-01-01 | [12 empty] | Annual line testing | Annual line testing |  | UST Currently In Use: 1; UST Temp Close: 0; AST Currently In Use: 0; AST Temp Closed: 0 | 1 | 0 | 2 | 13175-085-011936 | LOWNDES COUNTY BOARD OF EDUCATION
42972 | Currently in Use |  | 1992-01-29 |  | Petroleum | Unleaded gasoline | Unleaded gasoline |  | Steel | Steel | Coated & cathodic protection (sti-P3) |  | Fiberglass reinforced plastic |  |  | Other, FLXS ISOLA | Catchment Basin, Single walled catchment basin | Flow Rest 90% Full | Flow Rest 90% Full |  |  | Automatic Tank Gauge | [8 empty] | UST Currently In Use: 4; UST Temp Close: 0; AST Currently In Use: 0; AST Temp Closed: 0 | 4 | 0 | 0 | 23724-021-015126 | AMYN HAMIRANI
42973 | Currently in Use |  | 1992-01-29 |  | Petroleum | Unleaded gasoline | Unleaded gasoline |  | Steel | Steel | Coated & cathodic protection (sti-P3) |  | Fiberglass reinforced plastic |  |  | Other, FLXS ISOLA | Catchment Basin, Single walled catchment basin | Flow Rest 90% Full | Flow Rest 90% Full |  |  | Automatic Tank Gauge | [8 empty] | UST Currently In Use: 4; UST Temp Close: 0; AST Currently In Use: 0; AST Temp Closed: 0 | 4 | 0 | 0 | 23724-021-015126 | AMYN HAMIRANI
42974 | Currently in Use |  | 1992-01-29 |  | Petroleum | Premium gasoline | Premium gasoline |  | Steel | Steel | Coated & cathodic protection (sti-P3) |  | Fiberglass reinforced plastic |  |  | Other, FLXS ISOLA | Catchment Basin, Single walled catchment basin | Flow Rest 90% Full | Flow Rest 90% Full |  |  | Automatic Tank Gauge | [8 empty] | UST Currently In Use: 4; UST Temp Close: 0; AST Currently In Use: 0; AST Temp Closed: 0 | 4 | 0 | 0 | 23724-021-015126 | AMYN HAMIRANI
42975 | Currently in Use |  | 1992-01-29 |  | Petroleum | On road diesel | On road diesel |  | Steel | Steel | Coated & cathodic protection (sti-P3) |  | Fiberglass reinforced plastic |  |  | Other, FLXS ISOLA | Catchment Basin, Single walled catchment basin | Flow Rest 90% Full | Flow Rest 90% Full |  |  | Automatic Tank Gauge | [8 empty] | UST Currently In Use: 4; UST Temp Close: 0; AST Currently In Use: 0; AST Temp Closed: 0 | 4 | 0 | 0 | 23724-021-015126 | AMYN HAMIRANI
42976 | Permanently Closed | 1993-06-18 | 1980-01-01 | 1993-06-18 | Petroleum | Unleaded gasoline | Unleaded gasoline |  | Steel | Steel |  |  |  |  | 1901-01-01 | [15 empty] | UST Currently In Use: 0; UST Temp Close: 0; AST Currently In Use: 0; AST Temp Closed: 0 | 0 | 0 | 1 | 17761-049-015760 | COLONIAL BAKING COMPANY HUNTSVILLE
42977 | Permanently Closed | 1998-07-10 | 1990-02-28 | 1998-07-10 | Petroleum | On road diesel | On road diesel | Emergency power generator | Fiberglass reinforced plastic | Fiberglass reinforced plastic |  |  | Fiberglass reinforced plastic |  | 1901-01-01 |  | Catchment Basin, Single walled catchment basin | Flow Rest 90% Full | Flow Rest 90% Full | [11 empty] | UST Currently In Use: 1; UST Temp Close: 0; AST Currently In Use: 0; AST Temp Closed: 0 | 1 | 0 | 1 | 17762-059-015761 | RUSSELLVILLE HOSPITAL
42978 | Currently in Use |  | 1992-04-22 |  | Petroleum | Unleaded gasoline | Unleaded gasoline | Retail | Steel | Steel | Coated & cathodic protection (sti-P3) |  | Flexible, ENVIROFLEX |  |  |  | Catchment Basin, Single walled catchment basin | Flow Rest 90% Full | Flow Rest 90% Full |  |  | Automatic Tank Gauge |  | Automatic flow restrictor (MLLD), Containment Sump | Containment Sump | Interstitial Monitoring within Secondary Containment |  | Annual line testing, Continuous alarm system | Continuous alarm system |  | UST Currently In Use: 2; UST Temp Close: 0; AST Currently In Use: 0; AST Temp Closed: 0 | 2 | 0 | 0 | 24281-091-015754 | THOMASTON SHELL LLC
42979 | Currently in Use |  | 1992-04-22 |  | Petroleum | Premium gasoline | Premium gasoline | Retail | Steel | Steel | Coated & cathodic protection (sti-P3) |  | Flexible, ENVIROFLEX |  |  |  | Catchment Basin, Single walled catchment basin | Flow Rest 90% Full | Flow Rest 90% Full |  |  | Automatic Tank Gauge |  | Automatic flow restrictor (MLLD), Containment Sump | Containment Sump | Interstitial Monitoring within Secondary Containment |  | Annual line testing, Continuous alarm system | Continuous alarm system |  | UST Currently In Use: 2; UST Temp Close: 0; AST Currently In Use: 0; AST Temp Closed: 0 | 2 | 0 | 0 | 24281-091-015754 | THOMASTON SHELL LLC
42980 | Permanently Closed | 1996-11-10 | 1992-04-14 | 1998-11-10 | Petroleum | On road diesel | On road diesel | State/federal government | Fiberglass reinforced plastic | Fiberglass reinforced plastic |  |  | Fiberglass reinforced plastic |  | 1901-01-01 | None | Catchment Basin, Single walled catchment basin | Automatic shutoff device At 95% full | Automatic shutoff device At 95% full | Interstitial Monitoring within Secondary Containment |  | Automatic Tank Gauge |  | Other, SUMPSENSOR | Other |  |  | Other, SUMPSENSOR | Other |  | UST Currently In Use: 0; UST Temp Close: 0; AST Currently In Use: 0; AST Temp Closed: 0 | 0 | 0 | 6 | 15104-097-012029 | UNITED STATES POSTAL SERVICE
42981 | Permanently Closed | 1996-11-10 | 1992-04-14 | 1998-11-10 | Petroleum | Unleaded gasoline | Unleaded gasoline | State/federal government | Fiberglass reinforced plastic | Fiberglass reinforced plastic |  |  | Fiberglass reinforced plastic |  | 1901-01-01 | None | Catchment Basin, Single walled catchment basin | Automatic shutoff device At 95% full | Automatic shutoff device At 95% full | Interstitial Monitoring within Secondary Containment |  | Automatic Tank Gauge |  | Other, SUMPSENSOR | Other |  |  | Other, SUMPSENSOR | Other |  | UST Currently In Use: 0; UST Temp Close: 0; AST Currently In Use: 0; AST Temp Closed: 0 | 0 | 0 | 6 | 15104-097-012029 | UNITED STATES POSTAL SERVICE
42982 | Currently in Use |  | 1992-02-25 |  | Petroleum | Unleaded gasoline | Unleaded gasoline | Retail | Double Wall, Steel, TOTAL CON. | Steel | Other, DBLWALL |  | Double Wall, Fiberglass reinforced plastic, DBL-WALL |  | 1901-01-01 | None | Catchment Basin, Single walled catchment basin | Flow Rest 90% Full | Flow Rest 90% Full |  |  | Continuous Automatic Tank Gauge |  | Automatic shutoff device (AELLD), Containment Sump | Containment Sump |  |  | Automatic electronic line leak detector (AELLD) | Automatic electronic line leak detector (AELLD) |  | UST Currently In Use: 2; UST Temp Close: 0; AST Currently In Use: 0; AST Temp Closed: 0 | 2 | 0 | 4 | 25265-041-003945 | LGWS/CROSS AMERICA PARTNERS
42983 | Currently in Use |  | 1992-02-25 |  | Petroleum | Unleaded gasoline | Unleaded gasoline | Retail | Double Wall, Steel, TOTAL CON. | Steel | Other, DBLWALL |  | Double Wall, Fiberglass reinforced plastic, DBL-WALL |  | 1901-01-01 | None | Catchment Basin, Single walled catchment basin | Flow Rest 90% Full | Flow Rest 90% Full |  |  | Continuous Automatic Tank Gauge |  | Automatic shutoff device (AELLD), Containment Sump | Containment Sump |  |  | Automatic electronic line leak detector (AELLD) | Automatic electronic line leak detector (AELLD) |  | UST Currently In Use: 2; UST Temp Close: 0; AST Currently In Use: 0; AST Temp Closed: 0 | 2 | 0 | 4 | 25265-041-003945 | LGWS/CROSS AMERICA PARTNERS
42984 | Permanently Closed | 2008-05-01 | 1991-12-15 | 2014-03-12 | Petroleum | Premium gasoline | Premium gasoline | Retail | Fiberglass reinforced plastic | Fiberglass reinforced plastic |  |  | Fiberglass reinforced plastic |  | 1901-01-01 | None | Catchment Basin, Single walled catchment basin | Flow Rest 90% Full | Flow Rest 90% Full |  |  | Automatic Tank Gauge, Statistical Inventory Reconciliation (SIR) |  |  |  | Interstitial Monitoring within Secondary Containment |  | Continuous alarm system | Continuous alarm system |  | UST Currently In Use: 0; UST Temp Close: 0; AST Currently In Use: 0; AST Temp Closed: 0 | 0 | 0 | 5 | 19898-101-003216 | PETRO SOUTH INC
42986 | Permanently Closed | 2008-05-01 | 1991-12-15 | 2014-03-12 | Petroleum | Unleaded gasoline | Unleaded gasoline | Retail | Fiberglass reinforced plastic | Fiberglass reinforced plastic |  |  | Fiberglass reinforced plastic |  | 1901-01-01 | None | Catchment Basin, Single walled catchment basin | Flow Rest 90% Full | Flow Rest 90% Full |  |  | Automatic Tank Gauge, Statistical Inventory Reconciliation (SIR) |  |  |  | Interstitial Monitoring within Secondary Containment |  | Continuous alarm system | Continuous alarm system |  | UST Currently In Use: 0; UST Temp Close: 0; AST Currently In Use: 0; AST Temp Closed: 0 | 0 | 0 | 5 | 19898-101-003216 | PETRO SOUTH INC
42987 | Currently in Use |  | 1992-05-15 |  | Petroleum | Unleaded gasoline | Unleaded gasoline | Retail | Steel | Steel | Coated & cathodic protection (sti-P3) |  | Fiberglass reinforced plastic |  | 1901-01-01 |  | Catchment Basin, Single walled catchment basin | Flow Rest 90% Full | Flow Rest 90% Full |  |  | Automatic Tank Gauge |  | Automatic flow restrictor (MLLD) | Automatic flow restrictor (MLLD) |  |  | Annual line testing | Annual line testing |  | UST Currently In Use: 2; UST Temp Close: 0; AST Currently In Use: 1; AST Temp Closed: 0 | 2 | 0 | 0 | 23372-075-015127 | MIDSTATES PETROLEUM COMPANY
42988 | Currently in Use |  | 1992-05-15 |  | Petroleum | Premium gasoline | Premium gasoline | Retail | Steel | Steel | Coated & cathodic protection (sti-P3) |  | Fiberglass reinforced plastic |  | 1901-01-01 |  | Catchment Basin, Single walled catchment basin | Flow Rest 90% Full | Flow Rest 90% Full |  |  | Automatic Tank Gauge |  | Automatic flow restrictor (MLLD) | Automatic flow restrictor (MLLD) |  |  | Annual line testing | Annual line testing |  | UST Currently In Use: 2; UST Temp Close: 0; AST Currently In Use: 1; AST Temp Closed: 0 | 2 | 0 | 0 | 23372-075-015127 | MIDSTATES PETROLEUM COMPANY
42989 | Permanently Closed | 2017-07-01 | 1992-06-12 | 2022-06-29 | Petroleum | On road diesel | On road diesel | Retail | Single Wall, Steel | Steel | Coated & cathodic protection (sti-P3), Field installed cathodic protection |  | Double Wall, Flexible |  | 1901-01-01 |  | Catchment Basin, Single walled catchment basin | Flow Rest 90% Full | Flow Rest 90% Full |  |  | Continuous Automatic Tank Gauge |  | Automatic flow restrictor (MLLD) | Automatic flow restrictor (MLLD) |  |  | Annual line testing | Annual line testing |  | UST Currently In Use: 0; UST Temp Close: 0; AST Currently In Use: 0; AST Temp Closed: 0 | 0 | 0 | 7 | 25150-095-008061 | BWL, LLC
42990 | Temporary Closed | 1998-01-01 | 1992-01-09 |  | Petroleum | Unleaded gasoline | Unleaded gasoline | Industrial | Steel | Steel | Coated & cathodic protection (sti-P3) |  | Fiberglass reinforced plastic |  |  |  | Catchment Basin, Single walled catchment basin | Audible high level alarm At 90% full | Audible high level alarm At 90% full |  |  | Automatic Tank Gauge | [8 empty] | UST Currently In Use: 0; UST Temp Close: 2; AST Currently In Use: 0; AST Temp Closed: 0 | 0 | 2 | 0 | 17734-097-015755 | ROVO OF ALABAMA, INC.
42991 | Temporary Closed | 1998-01-01 | 1992-01-09 |  | Petroleum | On road diesel | On road diesel | Industrial | Steel | Steel | Coated & cathodic protection (sti-P3) |  | Fiberglass reinforced plastic |  |  |  | Catchment Basin, Single walled catchment basin | Audible high level alarm At 90% full | Audible high level alarm At 90% full |  |  | Automatic Tank Gauge | [8 empty] | UST Currently In Use: 0; UST Temp Close: 2; AST Currently In Use: 0; AST Temp Closed: 0 | 0 | 2 | 0 | 17734-097-015755 | ROVO OF ALABAMA, INC.
42992 | Currently in Use |  | 1991-08-28 |  | Petroleum | On road diesel | On road diesel |  | Double Wall, Fiberglass reinforced plastic | Fiberglass reinforced plastic |  |  | Double Wall, Fiberglass reinforced plastic |  | 1901-01-01 | Other, DBL WALL | Catchment Basin, Single walled catchment basin | Automatic shutoff device At 95% full, Flow Rest 90% Full | Flow Rest 90% Full |  | SENSOR TO ATG | Automatic Tank Gauge |  | Automatic flow restrictor (MLLD), Containment Sump | Containment Sump |  | SENSOR TO ATG | Annual line testing, Continuous alarm system | Continuous alarm system |  | UST Currently In Use: 1; UST Temp Close: 0; AST Currently In Use: 0; AST Temp Closed: 0 | 1 | 0 | 2 | 15094-069-002661 | UNITED PARCEL SERVICE
42993 | Temporary Closed | 2003-10-01 | 1992-05-01 |  | Petroleum | On road diesel | On road diesel | Retail | Steel | Steel | Coated & cathodic protection (sti-P3) |  | Fiberglass reinforced plastic |  |  |  | Catchment Basin, Single walled catchment basin | Audible high level alarm At 90% full | Audible high level alarm At 90% full |  |  |  |  | Automatic flow restrictor (MLLD) | Automatic flow restrictor (MLLD) | [5 empty] | UST Currently In Use: 5; UST Temp Close: 1; AST Currently In Use: 1; AST Temp Closed: 0 | 5 | 1 | 0 | 13712-003-006016 | OASIS
42994 | Currently in Use |  | 1992-05-29 |  | Petroleum | Mid-grade gasoline | Mid-grade gasoline |  | Steel | Steel | Coated & cathodic protection (sti-P3) |  | Fiberglass reinforced plastic |  |  |  | Catchment Basin, Single walled catchment basin | Automatic shutoff device At 95% full | Automatic shutoff device At 95% full |  |  | Continuous Automatic Tank Gauge | [8 empty] | UST Currently In Use: 2; UST Temp Close: 0; AST Currently In Use: 0; AST Temp Closed: 0 | 2 | 0 | 4 | 16936-003-014968 | CITY OF FAIRHOPE
42995 | Currently in Use |  | 1992-05-29 |  | Petroleum | On road diesel | On road diesel |  | Steel | Steel | Coated & cathodic protection (sti-P3) |  | Fiberglass reinforced plastic |  |  |  | Catchment Basin, Single walled catchment basin | Automatic shutoff device At 95% full | Automatic shutoff device At 95% full |  |  | Continuous Automatic Tank Gauge | [8 empty] | UST Currently In Use: 2; UST Temp Close: 0; AST Currently In Use: 0; AST Temp Closed: 0 | 2 | 0 | 4 | 16936-003-014968 | CITY OF FAIRHOPE
42996 | Permanently Closed | 1992-07-08 | 1988-06-16 | 1992-07-08 | Petroleum | On road diesel | On road diesel |  | Steel | Steel |  |  | Fiberglass reinforced plastic |  | 1901-01-01 | [6 empty] | Manual Tank Gauging (only tanks 1000 gal. or less and 48” or 64” in diameter) | [8 empty] | UST Currently In Use: 0; UST Temp Close: 0; AST Currently In Use: 0; AST Temp Closed: 0 | 0 | 0 | 3 | 16117-089-013977 | DARIUS WRIGHT
42997 | Permanently Closed | 1992-07-08 | 1988-06-16 | 1992-07-08 | Petroleum | Unleaded gasoline | Unleaded gasoline |  | Steel | Steel |  |  | Fiberglass reinforced plastic |  | 1901-01-01 | [6 empty] | Manual Tank Gauging (only tanks 1000 gal. or less and 48” or 64” in diameter) | [8 empty] | UST Currently In Use: 0; UST Temp Close: 0; AST Currently In Use: 0; AST Temp Closed: 0 | 0 | 0 | 3 | 16117-089-013977 | DARIUS WRIGHT
42998 | Permanently Closed | 1992-07-08 | 1988-06-16 | 1992-07-08 | Petroleum | Unleaded gasoline | Unleaded gasoline |  | Steel | Steel |  |  | Fiberglass reinforced plastic |  | 1901-01-01 | [6 empty] | Manual Tank Gauging (only tanks 1000 gal. or less and 48” or 64” in diameter) | [8 empty] | UST Currently In Use: 0; UST Temp Close: 0; AST Currently In Use: 0; AST Temp Closed: 0 | 0 | 0 | 3 | 16117-089-013977 | DARIUS WRIGHT
42999 | Permanently Closed | 1994-12-04 | 1942-01-01 | 1998-12-04 | Petroleum | Unleaded gasoline | Unleaded gasoline | State/federal government | Steel | Steel |  | Painted or None |  |  | 1901-01-01 | None | [5 empty] | Automatic Tank Gauge | [8 empty] | UST Currently In Use: 3; UST Temp Close: 0; AST Currently In Use: 0; AST Temp Closed: 0 | 3 | 0 | 3 | 17801-073-015801 | BASE EXCHANGE, 117TH ARW
43000 | Permanently Closed | 1994-12-04 | 1942-01-01 | 1998-12-04 | Petroleum | Unleaded gasoline | Unleaded gasoline | State/federal government | Steel | Steel |  | Painted or None |  |  | 1901-01-01 | None | [5 empty] | Automatic Tank Gauge | [8 empty] | UST Currently In Use: 3; UST Temp Close: 0; AST Currently In Use: 0; AST Temp Closed: 0 | 3 | 0 | 3 | 17801-073-015801 | BASE EXCHANGE, 117TH ARW
43001 | Permanently Closed | 1994-12-04 | 1975-01-01 | 1998-12-04 | Petroleum | Unleaded gasoline | Unleaded gasoline | State/federal government | Steel | Steel |  | Painted or None |  |  | 1901-01-01 | None | [5 empty] | Automatic Tank Gauge | [8 empty] | UST Currently In Use: 3; UST Temp Close: 0; AST Currently In Use: 0; AST Temp Closed: 0 | 3 | 0 | 3 | 17801-073-015801 | BASE EXCHANGE, 117TH ARW
43004 | Currently in Use |  | 1992-06-22 |  | Petroleum | Other, 100% | Other | Retail | Single Wall, Steel | Steel | Coated & cathodic protection (sti-P3) |  | Fiberglass reinforced plastic, Single Wall |  |  |  | Catchment Basin, Single walled catchment basin | Automatic shutoff device At 95% full | Automatic shutoff device At 95% full |  |  | Statistical Inventory Reconciliation (SIR) | [8 empty] | UST Currently In Use: 3; UST Temp Close: 0; AST Currently In Use: 1; AST Temp Closed: 0 | 3 | 0 | 4 | 24747-055-008047 | MARTY NAYLOR
43005 | Currently in Use |  | 1992-06-22 |  | Petroleum | Unleaded gasoline | Unleaded gasoline | Retail | Single Wall, Steel | Steel | Coated & cathodic protection (sti-P3) |  | Fiberglass reinforced plastic, Single Wall |  |  |  | Catchment Basin, Single walled catchment basin | Automatic shutoff device At 95% full | Automatic shutoff device At 95% full |  |  | Statistical Inventory Reconciliation (SIR) | [8 empty] | UST Currently In Use: 3; UST Temp Close: 0; AST Currently In Use: 1; AST Temp Closed: 0 | 3 | 0 | 4 | 24747-055-008047 | MARTY NAYLOR
43006 | Currently in Use |  | 1992-06-22 |  | Petroleum | On road diesel | On road diesel | Retail | Single Wall, Steel | Steel | Coated & cathodic protection (sti-P3) |  | Fiberglass reinforced plastic, Single Wall |  |  |  | Catchment Basin, Single walled catchment basin | Automatic shutoff device At 95% full | Automatic shutoff device At 95% full |  |  | Statistical Inventory Reconciliation (SIR) | [8 empty] | UST Currently In Use: 3; UST Temp Close: 0; AST Currently In Use: 1; AST Temp Closed: 0 | 3 | 0 | 4 | 24747-055-008047 | MARTY NAYLOR
43007 | Permanently Closed | 1998-12-22 | 1984-07-23 | 1999-05-11 | Petroleum | Unleaded gasoline | Unleaded gasoline | Retail | Steel | Steel |  | Painted or None | Fiberglass reinforced plastic |  | 1901-01-01 | None | [5 empty] | Statistical Inventory Reconciliation (SIR) | [8 empty] | UST Currently In Use: 0; UST Temp Close: 0; AST Currently In Use: 0; AST Temp Closed: 0 | 0 | 0 | 1 | 17766-077-015762 | TRI CITIES GAS COMPANY
43008 | Permanently Closed | 1995-06-01 | 1974-09-06 | 1995-06-02 | Petroleum | Unleaded gasoline | Unleaded gasoline |  | Steel | Steel |  | Painted or None | Steel |  | 1901-01-01 | [15 empty] | UST Currently In Use: 0; UST Temp Close: 0; AST Currently In Use: 0; AST Temp Closed: 0 | 0 | 0 | 5 | 19103-073-015802 | BESSEMER PETROLEUM CO., INC.
43009 | Permanently Closed | 1995-06-01 | 1972-09-06 | 1995-06-02 | Petroleum | Unleaded gasoline | Unleaded gasoline |  | Steel | Steel |  | Painted or None | Steel |  | 1901-01-01 | [15 empty] | UST Currently In Use: 0; UST Temp Close: 0; AST Currently In Use: 0; AST Temp Closed: 0 | 0 | 0 | 5 | 19103-073-015802 | BESSEMER PETROLEUM CO., INC.
43010 | Permanently Closed | 1995-06-01 | 1964-05-12 | 1995-06-02 | Petroleum | Unleaded gasoline | Unleaded gasoline |  | Steel | Steel |  | Painted or None | Steel |  | 1901-01-01 | [15 empty] | UST Currently In Use: 0; UST Temp Close: 0; AST Currently In Use: 0; AST Temp Closed: 0 | 0 | 0 | 5 | 19103-073-015802 | BESSEMER PETROLEUM CO., INC.
43013 | Permanently Closed | 1995-06-01 | 1964-05-12 | 1995-06-02 | Petroleum | Unleaded gasoline | Unleaded gasoline |  | Steel | Steel |  | Painted or None | Steel |  | 1901-01-01 | [15 empty] | UST Currently In Use: 0; UST Temp Close: 0; AST Currently In Use: 0; AST Temp Closed: 0 | 0 | 0 | 5 | 19103-073-015802 | BESSEMER PETROLEUM CO., INC.
43016 | Permanently Closed | 1995-06-01 | 1964-05-12 | 1995-06-02 | Petroleum | Unleaded gasoline | Unleaded gasoline |  | Steel | Steel |  | Painted or None | Steel |  | 1901-01-01 | [15 empty] | UST Currently In Use: 0; UST Temp Close: 0; AST Currently In Use: 0; AST Temp Closed: 0 | 0 | 0 | 5 | 19103-073-015802 | BESSEMER PETROLEUM CO., INC.
43017 | Permanently Closed |  | 1991-08-03 | 2023-05-01 | Petroleum | On road diesel | On road diesel | Emergency power generator | Fiberglass reinforced plastic, Single Wall | Single Wall |  |  | Fiberglass reinforced plastic, Single Wall, Steel |  | 1901-01-01 |  | Catchment Basin, Single walled catchment basin | Flow Rest 90% Full | Flow Rest 90% Full |  |  | Other | [5 empty] | Other | Other |  | UST Currently In Use: 0; UST Temp Close: 0; AST Currently In Use: 0; AST Temp Closed: 0 | 0 | 0 | 1 | 22236-073-015803 | ARC GALLERIA WOODS, INC.
43018 | Permanently Closed | 2012-08-14 | 1992-06-17 | 2012-08-14 | Petroleum | Unleaded gasoline | Unleaded gasoline | State/federal government | Double Wall, Fiberglass reinforced plastic | Fiberglass reinforced plastic |  |  | Fiberglass reinforced plastic |  | 1901-01-01 |  | Catchment Basin, Single walled catchment basin | Audible high level alarm At 90% full, Automatic shutoff device At 95% full | Automatic shutoff device At 95% full | Interstitial Monitoring within Secondary Containment |  | Automatic Tank Gauge | [8 empty] | UST Currently In Use: 0; UST Temp Close: 0; AST Currently In Use: 13; AST Temp Closed: 0 | 0 | 0 | 11 | 15158-125-001921 | TUSCALOOSA V A MEDICAL CENTER
43019 | Permanently Closed | 2012-08-14 | 1992-06-17 | 2012-08-14 | Petroleum | On road diesel | On road diesel | State/federal government | Double Wall, Fiberglass reinforced plastic | Fiberglass reinforced plastic |  |  | Fiberglass reinforced plastic |  | 1901-01-01 |  | Catchment Basin, Single walled catchment basin | Audible high level alarm At 90% full, Automatic shutoff device At 95% full | Automatic shutoff device At 95% full | Interstitial Monitoring within Secondary Containment |  | Automatic Tank Gauge | [8 empty] | UST Currently In Use: 0; UST Temp Close: 0; AST Currently In Use: 13; AST Temp Closed: 0 | 0 | 0 | 11 | 15158-125-001921 | TUSCALOOSA V A MEDICAL CENTER
43020 | Permanently Closed | 1997-05-01 | 1985-08-09 | 1997-05-22 | Petroleum | Kerosene | Kerosene | Emergency power generator | Steel | Steel |  |  | Steel |  | 1901-01-01 | [6 empty] | Manual Tank Gauging (only tanks 1000 gal. or less and 48” or 64” in diameter) | [8 empty] | UST Currently In Use: 0; UST Temp Close: 0; AST Currently In Use: 0; AST Temp Closed: 0 | 0 | 0 | 1 | 17509-085-015129 | WAKA TELEVISION THOMAS MAYBERRY
43021 | Permanently Closed | 1995-02-01 | 1986-09-01 | 1995-02-25 | Petroleum | On road diesel | On road diesel | Industrial | Fiberglass reinforced plastic | Fiberglass reinforced plastic |  |  |  |  | 1901-01-01 | [15 empty] | UST Currently In Use: 0; UST Temp Close: 0; AST Currently In Use: 2; AST Temp Closed: 0 | 0 | 0 | 2 | 13514-101-011118 | MONTGOMERY CO CLUB/SCOTT MCCRACKEN
43022 | Permanently Closed | 1996-06-06 | 1981-04-01 | 1996-06-11 | Petroleum | Unleaded gasoline | Unleaded gasoline | State/federal government | Steel | Steel | Coated & cathodic protection (sti-P3) |  |  |  | 1901-01-01 | [6 empty] | Statistical Inventory Reconciliation (SIR) | [8 empty] | UST Currently In Use: 0; UST Temp Close: 0; AST Currently In Use: 0; AST Temp Closed: 0 | 0 | 0 | 3 | 17506-051-015124 | INGRAM STATE COMMUNITY COLLEGE
43023 | Permanently Closed | 1996-06-06 | 1981-04-01 | 1996-06-11 | Petroleum | On road diesel | On road diesel | State/federal government | Steel | Steel | Coated & cathodic protection (sti-P3) |  |  |  | 1901-01-01 | [6 empty] | Statistical Inventory Reconciliation (SIR) | [8 empty] | UST Currently In Use: 0; UST Temp Close: 0; AST Currently In Use: 0; AST Temp Closed: 0 | 0 | 0 | 3 | 17506-051-015124 | INGRAM STATE COMMUNITY COLLEGE
43033 | Currently in Use |  | 1988-08-24 |  | Petroleum | Unleaded gasoline | Unleaded gasoline | Retail | Steel | Steel | Field installed cathodic protection |  | Fiberglass reinforced plastic |  |  |  | Catchment Basin, Single walled catchment basin | Automatic shutoff device At 95% full | Automatic shutoff device At 95% full |  |  | Continuous Automatic Tank Gauge |  | Automatic flow restrictor (MLLD) | Automatic flow restrictor (MLLD) |  |  | Annual line testing | Annual line testing |  | UST Currently In Use: 3; UST Temp Close: 1; AST Currently In Use: 0; AST Temp Closed: 0 | 3 | 1 | 0 | 25907-113-015524 | M AND B DEVELOPERS INC
43035 | Currently in Use |  | 1988-08-24 |  | Petroleum | Premium gasoline | Premium gasoline | Retail | Steel | Steel | Field installed cathodic protection |  | Fiberglass reinforced plastic |  |  |  | Catchment Basin, Single walled catchment basin | Automatic shutoff device At 95% full | Automatic shutoff device At 95% full |  |  | Continuous Automatic Tank Gauge |  | Automatic flow restrictor (MLLD) | Automatic flow restrictor (MLLD) |  |  | Annual line testing | Annual line testing |  | UST Currently In Use: 3; UST Temp Close: 1; AST Currently In Use: 0; AST Temp Closed: 0 | 3 | 1 | 0 | 25907-113-015524 | M AND B DEVELOPERS INC
43036 | Currently in Use |  | 1988-08-24 |  | Petroleum | On road diesel | On road diesel | Retail | Steel | Steel | Field installed cathodic protection |  | Steel |  |  | Field installed cathodic protection | Catchment Basin, Single walled catchment basin | Automatic shutoff device At 95% full | Automatic shutoff device At 95% full |  |  | Continuous Automatic Tank Gauge |  | Automatic flow restrictor (MLLD) | Automatic flow restrictor (MLLD) |  |  | Annual line testing | Annual line testing |  | UST Currently In Use: 3; UST Temp Close: 1; AST Currently In Use: 0; AST Temp Closed: 0 | 3 | 1 | 0 | 25907-113-015524 | M AND B DEVELOPERS INC
43037 | Temporary Closed | 2014-08-03 | 1988-08-24 |  | Petroleum | Kerosene | Kerosene | Retail | Steel | Steel | Field installed cathodic protection |  | Steel |  |  | Field installed cathodic protection | Catchment Basin, Single walled catchment basin | Automatic shutoff device At 95% full | Automatic shutoff device At 95% full | [11 empty] | UST Currently In Use: 3; UST Temp Close: 1; AST Currently In Use: 0; AST Temp Closed: 0 | 3 | 1 | 0 | 25907-113-015524 | M AND B DEVELOPERS INC
43045 | Currently in Use |  | 1991-01-01 |  | Petroleum | On road diesel | On road diesel | Emergency Power Generator, Industrial | Fiberglass reinforced plastic | Fiberglass reinforced plastic |  |  | Fiberglass reinforced plastic |  | 1901-01-01 |  | Catchment Basin, Single walled catchment basin | Automatic shutoff device At 95% full | Automatic shutoff device At 95% full |  |  | Automatic Tank Gauge | [5 empty] | Other, EXEMPT | Other |  | UST Currently In Use: 2; UST Temp Close: 0; AST Currently In Use: 0; AST Temp Closed: 0 | 2 | 0 | 1 | 24885-121-015049 | BBH CBMC - BPT HEALTH -CITIZENS MED
43052 | Currently in Use |  | 1991-01-01 |  | Petroleum | On road diesel | On road diesel | Emergency Power Generator, Industrial | Fiberglass reinforced plastic | Fiberglass reinforced plastic |  |  | Fiberglass reinforced plastic |  | 1901-01-01 |  | Catchment Basin, Single walled catchment basin | Automatic shutoff device At 95% full | Automatic shutoff device At 95% full |  |  | Automatic Tank Gauge | [5 empty] | Other, EXEMPT | Other |  | UST Currently In Use: 2; UST Temp Close: 0; AST Currently In Use: 0; AST Temp Closed: 0 | 2 | 0 | 1 | 24885-121-015049 | BBH CBMC - BPT HEALTH -CITIZENS MED
43053 | Currently in Use |  | 1991-12-05 |  | Petroleum | Unleaded gasoline | Unleaded gasoline | Retail | Fiberglass reinforced plastic | Fiberglass reinforced plastic |  |  | Fiberglass reinforced plastic |  | 1901-01-01 |  | Catchment Basin, Single walled catchment basin | Flow Rest 90% Full | Flow Rest 90% Full |  |  | Continuous Automatic Tank Gauge |  | Automatic flow restrictor (MLLD), Containment Sump | Containment Sump | Interstitial Monitoring within Secondary Containment |  | Annual line testing | Annual line testing |  | UST Currently In Use: 5; UST Temp Close: 0; AST Currently In Use: 0; AST Temp Closed: 0 | 5 | 0 | 0 | 21666-123-015478 | JAMES M AND STACI L MCCULLERS
43056 | Currently in Use |  | 1991-12-05 |  | Petroleum | Premium gasoline | Premium gasoline | Retail | Fiberglass reinforced plastic | Fiberglass reinforced plastic |  |  | Fiberglass reinforced plastic |  | 1901-01-01 |  | Catchment Basin, Single walled catchment basin | Flow Rest 90% Full | Flow Rest 90% Full |  |  | Continuous Automatic Tank Gauge |  | Automatic flow restrictor (MLLD), Containment Sump | Containment Sump | Interstitial Monitoring within Secondary Containment |  | Annual line testing | Annual line testing |  | UST Currently In Use: 5; UST Temp Close: 0; AST Currently In Use: 0; AST Temp Closed: 0 | 5 | 0 | 0 | 21666-123-015478 | JAMES M AND STACI L MCCULLERS
43059 | Currently in Use |  | 1991-12-05 |  | Petroleum | Unleaded gasoline | Unleaded gasoline | Retail | Fiberglass reinforced plastic | Fiberglass reinforced plastic |  |  | Fiberglass reinforced plastic |  | 1901-01-01 |  | Catchment Basin, Single walled catchment basin | Flow Rest 90% Full | Flow Rest 90% Full |  |  | Continuous Automatic Tank Gauge |  | Automatic flow restrictor (MLLD), Containment Sump | Containment Sump | Interstitial Monitoring within Secondary Containment |  | Annual line testing | Annual line testing |  | UST Currently In Use: 5; UST Temp Close: 0; AST Currently In Use: 0; AST Temp Closed: 0 | 5 | 0 | 0 | 21666-123-015478 | JAMES M AND STACI L MCCULLERS
43062 | Currently in Use |  | 1991-12-05 |  | Petroleum | On road diesel | On road diesel | Retail | Fiberglass reinforced plastic | Fiberglass reinforced plastic |  |  | Fiberglass reinforced plastic |  | 1901-01-01 |  | Catchment Basin, Single walled catchment basin | Flow Rest 90% Full | Flow Rest 90% Full |  |  | Continuous Automatic Tank Gauge |  | Automatic flow restrictor (MLLD), Containment Sump | Containment Sump | Interstitial Monitoring within Secondary Containment |  | Annual line testing | Annual line testing |  | UST Currently In Use: 5; UST Temp Close: 0; AST Currently In Use: 0; AST Temp Closed: 0 | 5 | 0 | 0 | 21666-123-015478 | JAMES M AND STACI L MCCULLERS
43065 | Currently in Use |  | 1991-12-05 |  | Petroleum | On road diesel | On road diesel | Retail | Fiberglass reinforced plastic | Fiberglass reinforced plastic |  |  | Fiberglass reinforced plastic |  | 1901-01-01 |  | Catchment Basin, Single walled catchment basin | Flow Rest 90% Full | Flow Rest 90% Full |  |  | Continuous Automatic Tank Gauge | [8 empty] | UST Currently In Use: 5; UST Temp Close: 0; AST Currently In Use: 0; AST Temp Closed: 0 | 5 | 0 | 0 | 21666-123-015478 | JAMES M AND STACI L MCCULLERS
43066 | Temporary Closed | 2012-03-20 | 1992-06-02 |  | Petroleum | Unleaded gasoline | Unleaded gasoline | Retail | Steel | Steel | Coated & cathodic protection (sti-P3) |  | Fiberglass reinforced plastic |  |  |  | Catchment Basin, Single walled catchment basin | Automatic shutoff device At 95% full | Automatic shutoff device At 95% full |  |  | Automatic Tank Gauge |  | Automatic flow restrictor (MLLD) | Automatic flow restrictor (MLLD) |  |  | Annual line testing | Annual line testing |  | UST Currently In Use: 0; UST Temp Close: 3; AST Currently In Use: 0; AST Temp Closed: 0 | 0 | 3 | 5 | 20717-053-009028 | JOHN CARDWELL
43067 | Temporary Closed | 2012-03-20 | 1992-06-02 |  | Petroleum | On road diesel | On road diesel | Retail | Steel | Steel | Coated & cathodic protection (sti-P3) |  | Fiberglass reinforced plastic |  |  |  | Catchment Basin, Single walled catchment basin | Automatic shutoff device At 95% full | Automatic shutoff device At 95% full |  |  | Automatic Tank Gauge |  | Automatic flow restrictor (MLLD) | Automatic flow restrictor (MLLD) |  |  | Annual line testing | Annual line testing |  | UST Currently In Use: 0; UST Temp Close: 3; AST Currently In Use: 0; AST Temp Closed: 0 | 0 | 3 | 5 | 20717-053-009028 | JOHN CARDWELL
43068 | Cannot Locate or abandoned | 1999-01-01 | 1992-01-09 |  | Petroleum | Unleaded gasoline | Unleaded gasoline | Retail | Steel | Steel | Coated & cathodic protection (sti-P3) |  | Fiberglass reinforced plastic |  | 1901-01-01 | None | Catchment Basin, Single walled catchment basin | Flow Rest 90% Full | Flow Rest 90% Full | [11 empty] | UST Currently In Use: 0; UST Temp Close: 0; AST Currently In Use: 0; AST Temp Closed: 0 | 0 | 0 | 2 | 22633-109-003158 | SANSOM REPAIR & EQUIPMENT
43071 | Cannot Locate or abandoned | 1999-01-01 | 1992-01-09 |  | Petroleum | Unleaded gasoline | Unleaded gasoline | Retail | Steel | Steel | Coated & cathodic protection (sti-P3) |  | Fiberglass reinforced plastic |  | 1901-01-01 | None | Catchment Basin, Single walled catchment basin | Flow Rest 90% Full | Flow Rest 90% Full | [11 empty] | UST Currently In Use: 0; UST Temp Close: 0; AST Currently In Use: 0; AST Temp Closed: 0 | 0 | 0 | 2 | 22633-109-003158 | SANSOM REPAIR & EQUIPMENT
43072 | Permanently Closed | 2018-10-05 | 1992-04-26 | 2019-05-07 | Petroleum | Other, RACINGFUEL | Other | Retail | Fiberglass reinforced plastic, Single Wall | Single Wall |  |  | Fiberglass reinforced plastic, Single Wall |  | 1901-01-01 | None | Catchment Basin, Single walled catchment basin | Flow Rest 90% Full | Flow Rest 90% Full |  |  | Automatic Tank Gauge |  | Automatic flow restrictor (MLLD), Containment Sump | Containment Sump |  |  | Annual line testing | Annual line testing |  | UST Currently In Use: 0; UST Temp Close: 0; AST Currently In Use: 0; AST Temp Closed: 0 | 0 | 0 | 13 | 21919-121-000359 | SUNOCO LLC
43075 | Permanently Closed | 2018-10-05 | 1992-04-26 | 2019-05-07 | Petroleum | Other, RACINGFUEL | Other | Retail | Fiberglass reinforced plastic, Single Wall | Single Wall |  |  | Fiberglass reinforced plastic, Single Wall |  | 1901-01-01 | None | Catchment Basin, Single walled catchment basin | Flow Rest 90% Full | Flow Rest 90% Full |  |  | Automatic Tank Gauge |  | Automatic flow restrictor (MLLD), Containment Sump | Containment Sump |  |  | Annual line testing | Annual line testing |  | UST Currently In Use: 0; UST Temp Close: 0; AST Currently In Use: 0; AST Temp Closed: 0 | 0 | 0 | 13 | 21919-121-000359 | SUNOCO LLC
43078 | Permanently Closed | 2018-10-05 | 1992-04-26 | 2019-05-07 | Petroleum | Other, RACINGFUEL | Other |  | Fiberglass reinforced plastic, Single Wall | Single Wall |  |  | Fiberglass reinforced plastic, Single Wall |  | 1901-01-01 | None | Catchment Basin, Single walled catchment basin | Flow Rest 90% Full | Flow Rest 90% Full |  |  | Automatic Tank Gauge |  | Automatic flow restrictor (MLLD), Containment Sump | Containment Sump |  |  | Annual line testing | Annual line testing |  | UST Currently In Use: 0; UST Temp Close: 0; AST Currently In Use: 0; AST Temp Closed: 0 | 0 | 0 | 13 | 21919-121-000359 | SUNOCO LLC
43079 | Permanently Closed | 2000-01-13 | 1990-05-10 | 2000-01-13 | Petroleum | Unleaded gasoline | Unleaded gasoline | Retail | Steel | Steel | Coated & cathodic protection (sti-P3) |  | Fiberglass reinforced plastic |  | 1901-01-01 | None | Catchment Basin, Single walled catchment basin | Automatic shutoff device At 95% full | Automatic shutoff device At 95% full | [11 empty] | UST Currently In Use: 0; UST Temp Close: 0; AST Currently In Use: 0; AST Temp Closed: 0 | 0 | 0 | 3 | 19722-069-015520 | DENNIS M KELLEY
43082 | Permanently Closed | 2000-01-13 | 1990-05-10 | 2000-01-13 | Petroleum | Unleaded gasoline | Unleaded gasoline | Retail | Steel | Steel | Coated & cathodic protection (sti-P3) |  | Fiberglass reinforced plastic |  | 1901-01-01 | None | Catchment Basin, Single walled catchment basin | Automatic shutoff device At 95% full | Automatic shutoff device At 95% full | [11 empty] | UST Currently In Use: 0; UST Temp Close: 0; AST Currently In Use: 0; AST Temp Closed: 0 | 0 | 0 | 3 | 19722-069-015520 | DENNIS M KELLEY
43085 | Permanently Closed | 2000-01-13 | 1990-05-10 | 2000-01-13 | Petroleum | Unleaded gasoline | Unleaded gasoline | Retail | Steel | Steel | Coated & cathodic protection (sti-P3) |  | Fiberglass reinforced plastic |  | 1901-01-01 | None | Catchment Basin, Single walled catchment basin | Automatic shutoff device At 95% full | Automatic shutoff device At 95% full | [11 empty] | UST Currently In Use: 0; UST Temp Close: 0; AST Currently In Use: 0; AST Temp Closed: 0 | 0 | 0 | 3 | 19722-069-015520 | DENNIS M KELLEY
43087 | Permanently Closed | 2000-06-02 | 1989-11-21 | 2000-06-02 | Petroleum | Unleaded gasoline | Unleaded gasoline |  | Steel | Steel | Coated & cathodic protection (sti-P3) |  | Fiberglass reinforced plastic |  | 1901-01-01 | Field installed cathodic protection | Catchment Basin, Single walled catchment basin | Flow Rest 90% Full | Flow Rest 90% Full | [8 empty] | Annual line testing | Annual line testing |  | UST Currently In Use: 0; UST Temp Close: 0; AST Currently In Use: 0; AST Temp Closed: 0 | 0 | 0 | 4 | 12409-069-005393 | Tim Shirley
43090 | Permanently Closed | 2000-06-02 | 1989-11-21 | 2000-06-02 | Petroleum | Unleaded gasoline | Unleaded gasoline |  | Steel | Steel | Coated & cathodic protection (sti-P3) |  | Fiberglass reinforced plastic |  | 1901-01-01 | Field installed cathodic protection | Catchment Basin, Single walled catchment basin | Flow Rest 90% Full | Flow Rest 90% Full | [8 empty] | Annual line testing | Annual line testing |  | UST Currently In Use: 0; UST Temp Close: 0; AST Currently In Use: 0; AST Temp Closed: 0 | 0 | 0 | 4 | 12409-069-005393 | Tim Shirley
43091 | Currently in Use |  | 1992-03-02 |  | Petroleum | Unleaded gasoline | Unleaded gasoline | Retail | Fiberglass reinforced plastic | Fiberglass reinforced plastic |  |  | Fiberglass reinforced plastic |  | 1901-01-01 | None | Catchment Basin, Single walled catchment basin | Flow Rest 90% Full | Flow Rest 90% Full |  |  | Automatic Tank Gauge |  | Automatic flow restrictor (MLLD) | Automatic flow restrictor (MLLD) |  |  | Annual line testing | Annual line testing |  | UST Currently In Use: 3; UST Temp Close: 0; AST Currently In Use: 0; AST Temp Closed: 0 | 3 | 0 | 3 | 14014-067-011058 | RANDALL TEW
43094 | Currently in Use |  | 1992-03-02 |  | Petroleum | Unleaded gasoline | Unleaded gasoline | Retail | Fiberglass reinforced plastic | Fiberglass reinforced plastic |  |  | Fiberglass reinforced plastic |  | 1901-01-01 | None | Catchment Basin, Single walled catchment basin | Flow Rest 90% Full | Flow Rest 90% Full |  |  | Automatic Tank Gauge |  | Automatic flow restrictor (MLLD) | Automatic flow restrictor (MLLD) |  |  | Annual line testing | Annual line testing |  | UST Currently In Use: 3; UST Temp Close: 0; AST Currently In Use: 0; AST Temp Closed: 0 | 3 | 0 | 3 | 14014-067-011058 | RANDALL TEW
43098 | Currently in Use |  | 1992-03-02 |  | Petroleum | Unleaded gasoline | Unleaded gasoline | Retail | Fiberglass reinforced plastic | Fiberglass reinforced plastic |  |  | Fiberglass reinforced plastic |  | 1901-01-01 | None | Catchment Basin, Single walled catchment basin | Flow Rest 90% Full | Flow Rest 90% Full |  |  | Automatic Tank Gauge |  | Automatic flow restrictor (MLLD) | Automatic flow restrictor (MLLD) |  |  | Annual line testing | Annual line testing |  | UST Currently In Use: 3; UST Temp Close: 0; AST Currently In Use: 0; AST Temp Closed: 0 | 3 | 0 | 3 | 14014-067-011058 | RANDALL TEW
43099 | Currently in Use |  | 1991-10-29 |  | Petroleum | Unleaded gasoline | Unleaded gasoline | Retail | Steel | Steel | Coated & cathodic protection (sti-P3) |  | Fiberglass reinforced plastic |  |  |  | Catchment Basin, Single walled catchment basin | Flow Rest 90% Full | Flow Rest 90% Full |  |  | Automatic Tank Gauge | [8 empty] | UST Currently In Use: 1; UST Temp Close: 0; AST Currently In Use: 0; AST Temp Closed: 0 | 1 | 0 | 3 | 23129-005-014103 | JOHN H.WILLIAMS
43100 | Currently in Use |  | 1992-03-09 |  | Petroleum | Unleaded gasoline | Unleaded gasoline | Retail | Steel | Steel | Coated & cathodic protection (sti-P3) |  | Fiberglass reinforced plastic |  |  |  | Catchment Basin, Single walled catchment basin | Automatic shutoff device At 95% full | Automatic shutoff device At 95% full |  |  | Automatic Tank Gauge |  | Automatic flow restrictor (MLLD) | Automatic flow restrictor (MLLD) |  |  | Annual line testing | Annual line testing |  | UST Currently In Use: 4; UST Temp Close: 1; AST Currently In Use: 0; AST Temp Closed: 0 | 4 | 1 | 4 | 25971-011-009158 | SWARA LLC
43103 | Currently in Use |  | 1992-03-09 |  | Petroleum | Mid-grade gasoline | Mid-grade gasoline | Retail | Steel | Steel | Coated & cathodic protection (sti-P3) |  | Fiberglass reinforced plastic |  |  |  | Catchment Basin, Single walled catchment basin | Automatic shutoff device At 95% full | Automatic shutoff device At 95% full |  |  | Automatic Tank Gauge |  | Automatic flow restrictor (MLLD) | Automatic flow restrictor (MLLD) |  |  | Annual line testing | Annual line testing |  | UST Currently In Use: 4; UST Temp Close: 1; AST Currently In Use: 0; AST Temp Closed: 0 | 4 | 1 | 4 | 25971-011-009158 | SWARA LLC
43106 | Currently in Use |  | 1992-03-09 |  | Petroleum | Premium gasoline | Premium gasoline | Retail | Steel | Steel | Coated & cathodic protection (sti-P3) |  | Fiberglass reinforced plastic |  |  |  | Catchment Basin, Single walled catchment basin | Automatic shutoff device At 95% full | Automatic shutoff device At 95% full |  |  | Automatic Tank Gauge |  | Automatic flow restrictor (MLLD) | Automatic flow restrictor (MLLD) |  |  | Annual line testing | Annual line testing |  | UST Currently In Use: 4; UST Temp Close: 1; AST Currently In Use: 0; AST Temp Closed: 0 | 4 | 1 | 4 | 25971-011-009158 | SWARA LLC
43109 | Temporary Closed | 2013-04-10 | 1992-03-09 |  | Petroleum | On road diesel | On road diesel | Retail | Steel | Steel | Coated & cathodic protection (sti-P3) |  | Fiberglass reinforced plastic |  |  |  | Catchment Basin, Single walled catchment basin | Automatic shutoff device At 95% full | Automatic shutoff device At 95% full |  |  | Automatic Tank Gauge |  | Automatic flow restrictor (MLLD) | Automatic flow restrictor (MLLD) |  |  | Annual line testing | Annual line testing |  | UST Currently In Use: 4; UST Temp Close: 1; AST Currently In Use: 0; AST Temp Closed: 0 | 4 | 1 | 4 | 25971-011-009158 | SWARA LLC
43110 | Permanently Closed | 1988-10-01 | 1992-05-29 | 1988-10-01 | Petroleum | Unleaded gasoline | Unleaded gasoline |  | Steel | Steel | Coated & cathodic protection (sti-P3) |  | Fiberglass reinforced plastic |  | 1901-01-01 | None | Catchment Basin, Single walled catchment basin | [10 empty] | Annual line testing | Annual line testing |  | UST Currently In Use: 0; UST Temp Close: 0; AST Currently In Use: 0; AST Temp Closed: 0 | 0 | 0 | 3 | 15903-085-007790 | MT WILLING
43111 | Currently in Use |  | 1992-04-01 |  | Petroleum | Unleaded gasoline | Unleaded gasoline | Retail | Steel | Steel | Coated & cathodic protection (sti-P3) |  | Flexible, TCI-BLUE | SA&TCI |  |  | Catchment Basin, Single walled catchment basin | Flow Rest 90% Full | Flow Rest 90% Full |  |  | Automatic Tank Gauge |  | Automatic flow restrictor (MLLD), Containment Sump | Containment Sump |  | SENSOR TO ATG | Annual line testing | Annual line testing |  | UST Currently In Use: 2; UST Temp Close: 0; AST Currently In Use: 0; AST Temp Closed: 0 | 2 | 0 | 0 | 25618-073-015800 | SAVANAH CHALKVILLE STORE LLC
43112 | Currently in Use |  | 1992-04-01 |  | Petroleum | Mid-grade gasoline | Mid-grade gasoline | Retail | Steel, 6P/6D | Steel | Coated & cathodic protection (sti-P3) |  | Flexible, TCI-ENVFLX | SA&TCI |  |  | Catchment Basin, Single walled catchment basin | Flow Rest 90% Full | Flow Rest 90% Full |  |  | Automatic Tank Gauge |  | Automatic flow restrictor (MLLD), Containment Sump | Containment Sump |  | SENSOR TO ATG | Annual line testing | Annual line testing |  | UST Currently In Use: 2; UST Temp Close: 0; AST Currently In Use: 0; AST Temp Closed: 0 | 2 | 0 | 0 | 25618-073-015800 | SAVANAH CHALKVILLE STORE LLC
43113 | Permanently Closed | 1994-10-04 | 1986-01-01 | 1994-10-04 | Petroleum | Used oil | Used oil |  | Fiberglass reinforced plastic | Fiberglass reinforced plastic |  |  | Steel |  | 1901-01-01 | None | [7 empty] | Other, GRAVITY | Other |  |  | Other, GRAVITY | Other |  | UST Currently In Use: 0; UST Temp Close: 0; AST Currently In Use: 0; AST Temp Closed: 0 | 0 | 0 | 1 | 17736-097-015756 | MANDAN PROPERTIES
43114 | Currently in Use |  | 1986-04-01 |  | Petroleum | Unleaded gasoline | Unleaded gasoline | Retail | Steel, STIP3 | Steel | Coated & cathodic protection (sti-P3) |  | Flexible |  | 1901-01-01 |  | Catchment Basin, Single walled catchment basin | Automatic shutoff device At 95% full, Flow Rest 90% Full | Flow Rest 90% Full |  |  | Continuous Automatic Tank Gauge |  | Automatic flow restrictor (MLLD), Containment Sump | Containment Sump |  |  | Annual line testing | Annual line testing |  | UST Currently In Use: 3; UST Temp Close: 0; AST Currently In Use: 0; AST Temp Closed: 0 | 3 | 0 | 0 | 21684-101-015130 | MINAR INC
43115 | Currently in Use |  | 1986-04-01 |  | Petroleum | Premium gasoline | Premium gasoline | Retail | Steel, STIP3 | Steel | Coated & cathodic protection (sti-P3) |  | Flexible |  | 1901-01-01 |  | Catchment Basin, Single walled catchment basin |  |  |  |  | Continuous Automatic Tank Gauge |  | Automatic flow restrictor (MLLD), Containment Sump | Containment Sump |  |  | Annual line testing | Annual line testing |  | UST Currently In Use: 3; UST Temp Close: 0; AST Currently In Use: 0; AST Temp Closed: 0 | 3 | 0 | 0 | 21684-101-015130 | MINAR INC
43116 | Currently in Use |  | 1986-04-01 |  | Petroleum | On road diesel | On road diesel | Retail | Steel, STIP3 | Steel | Coated & cathodic protection (sti-P3) |  | Flexible |  | 1901-01-01 |  | Catchment Basin, Single walled catchment basin | Automatic shutoff device At 95% full, Flow Rest 90% Full | Flow Rest 90% Full |  |  | Continuous Automatic Tank Gauge |  | Automatic flow restrictor (MLLD), Containment Sump | Containment Sump |  |  | Annual line testing | Annual line testing |  | UST Currently In Use: 3; UST Temp Close: 0; AST Currently In Use: 0; AST Temp Closed: 0 | 3 | 0 | 0 | 21684-101-015130 | MINAR INC
43117 | Permanently Closed | 2016-09-17 | 1985-12-26 | 2017-03-17 | Petroleum | Kerosene | Kerosene |  | Steel | Steel | Coated & cathodic protection (sti-P3) |  | Fiberglass reinforced plastic |  | 1901-01-01 | Other, FLXS ISOLA | Catchment Basin, Single walled catchment basin | Automatic shutoff device At 95% full | Automatic shutoff device At 95% full |  |  | Manual Tank Gauging (only tanks 1000 gal. or less and 48” or 64” in diameter) | [8 empty] | UST Currently In Use: 0; UST Temp Close: 0; AST Currently In Use: 0; AST Temp Closed: 0 | 0 | 0 | 1 | 24995-101-015131 | FARMERS FEED PROPERTIES, LLC
43118 | Currently in Use |  | 1992-05-27 |  | Petroleum | Unleaded gasoline | Unleaded gasoline | Retail | Steel | Steel | Coated & cathodic protection (sti-P3) |  | Fiberglass reinforced plastic |  |  |  | Catchment Basin, Single walled catchment basin | Flow Rest 90% Full | Flow Rest 90% Full |  |  | Continuous Automatic Tank Gauge |  | Automatic flow restrictor (MLLD), Containment Sump | Containment Sump |  |  | Annual line testing | Annual line testing |  | UST Currently In Use: 3; UST Temp Close: 0; AST Currently In Use: 0; AST Temp Closed: 0 | 3 | 0 | 0 | 22442-051-015128 | S & S EAGLES, LLC
43119 | Currently in Use |  | 1992-05-27 |  | Petroleum | Mid-grade gasoline | Mid-grade gasoline | Retail | Steel | Steel | Coated & cathodic protection (sti-P3) |  | Fiberglass reinforced plastic |  |  |  | Catchment Basin, Single walled catchment basin | Flow Rest 90% Full | Flow Rest 90% Full |  |  | Continuous Automatic Tank Gauge |  | Automatic flow restrictor (MLLD), Containment Sump | Containment Sump |  |  | Annual line testing | Annual line testing |  | UST Currently In Use: 3; UST Temp Close: 0; AST Currently In Use: 0; AST Temp Closed: 0 | 3 | 0 | 0 | 22442-051-015128 | S & S EAGLES, LLC
43120 | Currently in Use |  | 1992-05-27 |  | Petroleum | Premium gasoline | Premium gasoline | Retail | Steel | Steel | Coated & cathodic protection (sti-P3) |  | Fiberglass reinforced plastic |  |  |  | Catchment Basin, Single walled catchment basin | Flow Rest 90% Full | Flow Rest 90% Full |  |  | Continuous Automatic Tank Gauge |  | Automatic flow restrictor (MLLD), Containment Sump | Containment Sump |  |  | Annual line testing | Annual line testing |  | UST Currently In Use: 3; UST Temp Close: 0; AST Currently In Use: 0; AST Temp Closed: 0 | 3 | 0 | 0 | 22442-051-015128 | S & S EAGLES, LLC
43121 | Temporary Closed | 2020-05-26 | 1987-05-11 |  | Petroleum | Premium gasoline | Premium gasoline | Retail | Single Wall, Steel | Steel | Field installed cathodic protection |  | Single Wall, Steel |  |  | Field installed cathodic protection | Catchment Basin, Single walled catchment basin | Automatic shutoff device At 95% full | Automatic shutoff device At 95% full |  |  | Automatic Tank Gauge |  | Automatic flow restrictor (MLLD) | Automatic flow restrictor (MLLD) |  |  | Annual line testing | Annual line testing |  | UST Currently In Use: 2; UST Temp Close: 1; AST Currently In Use: 0; AST Temp Closed: 0 | 2 | 1 | 0 | 22158-089-010303 | RAHIM OSSOOLI
43122 | Currently in Use |  | 1991-03-25 |  | Petroleum | Unleaded gasoline | Unleaded gasoline | Retail | Steel | Steel | Coated & cathodic protection (sti-P3) |  | Fiberglass reinforced plastic |  |  | Other, FLXS ISOLA | Catchment Basin, Single walled catchment basin | Flow Rest 90% Full | Flow Rest 90% Full |  |  | Statistical Inventory Reconciliation (SIR) | [8 empty] | UST Currently In Use: 1; UST Temp Close: 0; AST Currently In Use: 0; AST Temp Closed: 0 | 1 | 0 | 0 | 24789-081-015525 | ZOYA LLC
43123 | Currently in Use |  | 1992-01-03 |  | Petroleum | Unleaded gasoline | Unleaded gasoline |  | Fiberglass reinforced plastic, Single Wall | Single Wall |  |  | Double Wall, Flexible, TOTAL CONT | SA&TCI | 1901-01-01 | None | Catchment Basin, Single walled catchment basin | Automatic shutoff device At 95% full | Automatic shutoff device At 95% full |  |  | Continuous Automatic Tank Gauge |  | Automatic flow restrictor (MLLD) | Automatic flow restrictor (MLLD) |  |  | Annual line testing | Annual line testing |  | UST Currently In Use: 3; UST Temp Close: 0; AST Currently In Use: 0; AST Temp Closed: 0 | 3 | 0 | 0 | 25736-073-015808 | MM ALABAMA LEASING
43124 | Currently in Use |  | 1992-02-03 |  | Petroleum | Premium gasoline | Premium gasoline |  | Fiberglass reinforced plastic, Single Wall | Single Wall |  |  | Double Wall, Flexible, TOTAL CONT | SA&TCI | 1901-01-01 | None | Catchment Basin, Single walled catchment basin | Automatic shutoff device At 95% full | Automatic shutoff device At 95% full |  |  | Continuous Automatic Tank Gauge |  | Automatic flow restrictor (MLLD) | Automatic flow restrictor (MLLD) |  |  | Annual line testing | Annual line testing |  | UST Currently In Use: 3; UST Temp Close: 0; AST Currently In Use: 0; AST Temp Closed: 0 | 3 | 0 | 0 | 25736-073-015808 | MM ALABAMA LEASING
43125 | Currently in Use |  | 1992-01-03 |  | Petroleum | On road diesel | On road diesel |  | Fiberglass reinforced plastic, Single Wall | Single Wall |  |  | Double Wall, Flexible | APT | 1901-01-01 | None | Catchment Basin, Single walled catchment basin | Flow Rest 90% Full | Flow Rest 90% Full |  |  | Continuous Automatic Tank Gauge |  | Automatic flow restrictor (MLLD) | Automatic flow restrictor (MLLD) |  |  | Annual line testing | Annual line testing |  | UST Currently In Use: 3; UST Temp Close: 0; AST Currently In Use: 0; AST Temp Closed: 0 | 3 | 0 | 0 | 25736-073-015808 | MM ALABAMA LEASING
43126 | Currently in Use |  | 1992-02-01 |  | Petroleum | Unleaded gasoline | Unleaded gasoline | Industrial | Fiberglass coated steel, Single Wall | Single Wall |  |  | Double Wall, Fiberglass reinforced plastic |  | 1901-01-01 |  | Catchment Basin, Single walled catchment basin, IS SUMP | Automatic shutoff device At 95% full | Automatic shutoff device At 95% full |  |  | Continuous Automatic Tank Gauge | Single walled submersible pump containment sump | Automatic flow restrictor (MLLD), Containment Sump | Containment Sump |  | SENSOR TO ATG | Annual line testing, Continuous alarm system | Continuous alarm system |  | UST Currently In Use: 2; UST Temp Close: 0; AST Currently In Use: 0; AST Temp Closed: 0 | 2 | 0 | 5 | 13722-073-002597 | PENSKE TRUCK LEASING CO L P
43127 | Currently in Use |  | 1992-02-01 |  | Petroleum | On road diesel | On road diesel | Industrial | Fiberglass coated steel, Single Wall | Single Wall |  |  | Double Wall, Fiberglass reinforced plastic |  | 1901-01-01 |  | Catchment Basin, Single walled catchment basin, SEE SUMP | Automatic shutoff device At 95% full | Automatic shutoff device At 95% full |  |  | Continuous Automatic Tank Gauge | Single walled submersible pump containment sump | Automatic flow restrictor (MLLD), Containment Sump | Containment Sump |  | SENSOR TO ATG | Annual line testing, Continuous alarm system | Continuous alarm system |  | UST Currently In Use: 2; UST Temp Close: 0; AST Currently In Use: 0; AST Temp Closed: 0 | 2 | 0 | 5 | 13722-073-002597 | PENSKE TRUCK LEASING CO L P
43128 |  | 1998-12-07 | 1975-07-01 |  | Petroleum | Unleaded gasoline | Unleaded gasoline | Retail | Steel | Steel |  |  | Steel |  | 1901-01-01 | [6 empty] | Statistical Inventory Reconciliation (SIR) | [8 empty] | UST Currently In Use: 0; UST Temp Close: 0; AST Currently In Use: 0; AST Temp Closed: 0 | 0 | 0 | 0 | 17792-069-015526 | OTIS E KIRKLAND
43131 |  | 1998-12-07 | 1975-07-01 |  | Petroleum | Unleaded gasoline | Unleaded gasoline | Retail | Steel | Steel |  |  | Steel |  | 1901-01-01 | [6 empty] | Statistical Inventory Reconciliation (SIR) | [8 empty] | UST Currently In Use: 0; UST Temp Close: 0; AST Currently In Use: 0; AST Temp Closed: 0 | 0 | 0 | 0 | 17792-069-015526 | OTIS E KIRKLAND
43132 | Temporary Closed | 2018-01-24 | 1992-03-15 |  | Petroleum | Unleaded gasoline | Unleaded gasoline | Retail | Steel | Steel | Coated & cathodic protection (sti-P3) |  | Fiberglass reinforced plastic |  | 1901-01-01 |  | Catchment Basin, Single walled catchment basin | Flow Rest 90% Full | Flow Rest 90% Full |  |  | Statistical Inventory Reconciliation (SIR) |  | Automatic flow restrictor (MLLD) | Automatic flow restrictor (MLLD) |  |  | Statistical inventory reconciliation (SIR) | Statistical inventory reconciliation (SIR) |  | UST Currently In Use: 0; UST Temp Close: 3; AST Currently In Use: 0; AST Temp Closed: 0 | 0 | 3 | 0 | 26028-083-015763 | RUSSELL PROPERTIES
43133 | Temporary Closed | 2018-01-24 | 1992-03-15 |  | Petroleum | Unleaded gasoline | Unleaded gasoline | Retail | Steel | Steel | Coated & cathodic protection (sti-P3) |  | Fiberglass reinforced plastic |  | 1901-01-01 |  | Catchment Basin, Single walled catchment basin | Automatic shutoff device At 95% full | Automatic shutoff device At 95% full |  |  | Statistical Inventory Reconciliation (SIR) |  | Automatic flow restrictor (MLLD) | Automatic flow restrictor (MLLD) |  |  | Statistical inventory reconciliation (SIR) | Statistical inventory reconciliation (SIR) |  | UST Currently In Use: 0; UST Temp Close: 3; AST Currently In Use: 0; AST Temp Closed: 0 | 0 | 3 | 0 | 26028-083-015763 | RUSSELL PROPERTIES
43134 | Temporary Closed | 2018-01-24 | 1992-03-15 |  | Petroleum | On road diesel | On road diesel | Retail | Steel | Steel | Coated & cathodic protection (sti-P3) |  | Fiberglass reinforced plastic |  | 1901-01-01 |  | Catchment Basin, Single walled catchment basin | Flow Rest 90% Full | Flow Rest 90% Full |  |  | Statistical Inventory Reconciliation (SIR) | [8 empty] | UST Currently In Use: 0; UST Temp Close: 3; AST Currently In Use: 0; AST Temp Closed: 0 | 0 | 3 | 0 | 26028-083-015763 | RUSSELL PROPERTIES
43135 | Currently in Use |  | 1988-07-08 |  | Petroleum | Unleaded gasoline | Unleaded gasoline | Retail | Single Wall, Steel | Steel | Coated & cathodic protection (sti-P3) |  | Fiberglass reinforced plastic, Single Wall |  |  |  | Catchment Basin, Single walled catchment basin | Automatic shutoff device At 95% full | Automatic shutoff device At 95% full |  |  | Automatic Tank Gauge |  | Automatic flow restrictor (MLLD) | Automatic flow restrictor (MLLD) |  |  | Annual line testing | Annual line testing |  | UST Currently In Use: 5; UST Temp Close: 0; AST Currently In Use: 0; AST Temp Closed: 0 | 5 | 0 | 2 | 17772-089-005341 | HARTMAN K H HIRSCHLER
43136 | Currently in Use |  | 1988-07-08 |  | Petroleum | Unleaded gasoline | Unleaded gasoline | Retail | Single Wall, Steel | Steel | Coated & cathodic protection (sti-P3) |  | Fiberglass reinforced plastic, Single Wall |  |  |  | Catchment Basin, Single walled catchment basin | Automatic shutoff device At 95% full | Automatic shutoff device At 95% full |  |  | Automatic Tank Gauge |  | Automatic flow restrictor (MLLD) | Automatic flow restrictor (MLLD) |  |  | Annual line testing | Annual line testing |  | UST Currently In Use: 5; UST Temp Close: 0; AST Currently In Use: 0; AST Temp Closed: 0 | 5 | 0 | 2 | 17772-089-005341 | HARTMAN K H HIRSCHLER
43137 | Currently in Use |  | 1988-07-08 |  | Petroleum | Premium gasoline | Premium gasoline | Retail | Single Wall, Steel | Steel | Coated & cathodic protection (sti-P3) |  | Fiberglass reinforced plastic, Single Wall |  |  |  | Catchment Basin, Single walled catchment basin | Automatic shutoff device At 95% full | Automatic shutoff device At 95% full |  |  | Automatic Tank Gauge |  | Automatic flow restrictor (MLLD) | Automatic flow restrictor (MLLD) |  |  | Annual line testing | Annual line testing |  | UST Currently In Use: 5; UST Temp Close: 0; AST Currently In Use: 0; AST Temp Closed: 0 | 5 | 0 | 2 | 17772-089-005341 | HARTMAN K H HIRSCHLER
43138 | Currently in Use |  | 1988-07-08 |  | Petroleum | On road diesel | On road diesel | Retail | Single Wall, Steel | Steel | Coated & cathodic protection (sti-P3) |  | Fiberglass reinforced plastic, Single Wall |  |  |  | Catchment Basin, Single walled catchment basin | Automatic shutoff device At 95% full | Automatic shutoff device At 95% full |  |  | Automatic Tank Gauge |  | Automatic flow restrictor (MLLD) | Automatic flow restrictor (MLLD) |  |  | Annual line testing | Annual line testing |  | UST Currently In Use: 5; UST Temp Close: 0; AST Currently In Use: 0; AST Temp Closed: 0 | 5 | 0 | 2 | 17772-089-005341 | HARTMAN K H HIRSCHLER
43139 | Currently in Use |  | 1988-07-08 |  | Petroleum | Used oil | Used oil | Retail | Single Wall, Steel | Steel | Coated & cathodic protection (sti-P3) |  | Fiberglass reinforced plastic, Single Wall |  |  |  | Catchment Basin, EXEMPT | Automatic shutoff device At 95% full, EXEMPT | Automatic shutoff device At 95% full |  |  | Manual Tank Gauging (only tanks 1000 gal. or less and 48” or 64” in diameter) | [8 empty] | UST Currently In Use: 5; UST Temp Close: 0; AST Currently In Use: 0; AST Temp Closed: 0 | 5 | 0 | 2 | 17772-089-005341 | HARTMAN K H HIRSCHLER
43140 | Permanently Closed | 1996-02-15 | 1988-07-08 | 1996-02-15 | Petroleum | Kerosene | Kerosene |  | Steel | Steel | Coated & cathodic protection (sti-P3) |  | Fiberglass reinforced plastic |  | 1901-01-01 | Other, FIBERGLASS | [14 empty] | UST Currently In Use: 5; UST Temp Close: 0; AST Currently In Use: 0; AST Temp Closed: 0 | 5 | 0 | 2 | 17772-089-005341 | HARTMAN K H HIRSCHLER
43141 | Permanently Closed | 1996-02-15 | 1988-07-08 | 1996-02-15 | Petroleum | Used oil | Used oil |  | Steel | Steel | Coated & cathodic protection (sti-P3) |  | Fiberglass reinforced plastic |  | 1901-01-01 | Other, FIBERGLASS | [14 empty] | UST Currently In Use: 5; UST Temp Close: 0; AST Currently In Use: 0; AST Temp Closed: 0 | 5 | 0 | 2 | 17772-089-005341 | HARTMAN K H HIRSCHLER
43142 | Permanently Closed | 1998-11-23 | 1981-09-01 | 1999-04-26 | Petroleum | Unleaded gasoline | Unleaded gasoline |  | Steel | Steel |  | Painted or None | Steel |  | 1901-01-01 | [15 empty] | UST Currently In Use: 2; UST Temp Close: 0; AST Currently In Use: 0; AST Temp Closed: 0 | 2 | 0 | 5 | 25807-029-015527 | TARUN PATEL
43145 | Permanently Closed | 1998-11-23 | 1981-09-01 | 1999-04-26 | Petroleum | Unleaded gasoline | Unleaded gasoline |  | Steel | Steel |  | Painted or None | Steel |  | 1901-01-01 | [15 empty] | UST Currently In Use: 2; UST Temp Close: 0; AST Currently In Use: 0; AST Temp Closed: 0 | 2 | 0 | 5 | 25807-029-015527 | TARUN PATEL
43148 | Permanently Closed | 1998-11-23 | 1981-09-01 | 1999-04-26 | Petroleum | Unleaded gasoline | Unleaded gasoline |  | Steel | Steel |  | Painted or None | Steel |  | 1901-01-01 | [15 empty] | UST Currently In Use: 2; UST Temp Close: 0; AST Currently In Use: 0; AST Temp Closed: 0 | 2 | 0 | 5 | 25807-029-015527 | TARUN PATEL
43151 | Permanently Closed | 1998-11-23 | 1981-09-01 | 1999-04-26 | Petroleum | Unleaded gasoline | Unleaded gasoline |  | Steel | Steel |  | Painted or None | Steel |  | 1901-01-01 | [15 empty] | UST Currently In Use: 2; UST Temp Close: 0; AST Currently In Use: 0; AST Temp Closed: 0 | 2 | 0 | 5 | 25807-029-015527 | TARUN PATEL
43154 | Permanently Closed | 1998-11-23 | 1981-09-01 | 1999-04-26 | Petroleum | On road diesel | On road diesel |  | Steel | Steel |  | Painted or None | Steel |  | 1901-01-01 | [15 empty] | UST Currently In Use: 2; UST Temp Close: 0; AST Currently In Use: 0; AST Temp Closed: 0 | 2 | 0 | 5 | 25807-029-015527 | TARUN PATEL
43156 | Permanently Closed | 2008-07-21 | 1992-04-22 |  | Petroleum | Unleaded gasoline | Unleaded gasoline | Retail | Steel | Steel | Coated & cathodic protection (sti-P3) |  | Fiberglass reinforced plastic |  | 1901-01-01 | None | Catchment Basin, Single walled catchment basin | Automatic shutoff device At 95% full | Automatic shutoff device At 95% full |  |  | Automatic Tank Gauge | [8 empty] | UST Currently In Use: 0; UST Temp Close: 0; AST Currently In Use: 0; AST Temp Closed: 0 | 0 | 0 | 4 | 13781-107-009471 | PARKER GRO AND SERV STATION INC
43157 | Permanently Closed | 2008-07-21 | 1992-04-22 |  | Petroleum | Premium gasoline | Premium gasoline | Retail | Steel | Steel | Coated & cathodic protection (sti-P3) |  | Fiberglass reinforced plastic |  | 1901-01-01 | None | Catchment Basin, Single walled catchment basin | Automatic shutoff device At 95% full | Automatic shutoff device At 95% full |  |  | Automatic Tank Gauge | [8 empty] | UST Currently In Use: 0; UST Temp Close: 0; AST Currently In Use: 0; AST Temp Closed: 0 | 0 | 0 | 4 | 13781-107-009471 | PARKER GRO AND SERV STATION INC
43158 | Permanently Closed | 1998-10-05 | 1986-01-15 | 1998-10-06 | Petroleum | Unleaded gasoline | Unleaded gasoline |  | Steel | Steel | Coated & cathodic protection (sti-P3) |  | Fiberglass reinforced plastic |  | 1901-01-01 |  | Catchment Basin, Single walled catchment basin | Automatic shutoff device At 95% full | Automatic shutoff device At 95% full |  |  | Automatic Tank Gauge, Statistical Inventory Reconciliation (SIR) |  |  |  | Interstitial Monitoring within Secondary Containment |  | Annual line testing | Annual line testing |  | UST Currently In Use: 3; UST Temp Close: 0; AST Currently In Use: 0; AST Temp Closed: 0 | 3 | 0 | 2 | 22576-097-015757 | MICHAEL VAN VO
43159 | Currently in Use |  | 1986-01-15 |  | Petroleum | Premium gasoline | Premium gasoline | Retail | Steel | Steel | Coated & cathodic protection (sti-P3), Field installed cathodic protection |  | Flexible |  |  |  | Catchment Basin, Single walled catchment basin | Automatic shutoff device At 95% full | Automatic shutoff device At 95% full |  |  | Statistical Inventory Reconciliation (SIR) |  | Automatic flow restrictor (MLLD), Containment Sump | Containment Sump |  |  | Statistical inventory reconciliation (SIR) | Statistical inventory reconciliation (SIR) |  | UST Currently In Use: 3; UST Temp Close: 0; AST Currently In Use: 0; AST Temp Closed: 0 | 3 | 0 | 2 | 22576-097-015757 | MICHAEL VAN VO
43160 | Currently in Use |  | 1986-01-15 |  | Petroleum | Mid-grade gasoline | Mid-grade gasoline | Retail | Steel | Steel | Coated & cathodic protection (sti-P3), Field installed cathodic protection |  | Fiberglass reinforced plastic |  |  |  | Catchment Basin, Single walled catchment basin | Automatic shutoff device At 95% full | Automatic shutoff device At 95% full |  |  | Statistical Inventory Reconciliation (SIR) |  | Automatic flow restrictor (MLLD), Containment Sump | Containment Sump |  |  | Statistical inventory reconciliation (SIR) | Statistical inventory reconciliation (SIR) |  | UST Currently In Use: 3; UST Temp Close: 0; AST Currently In Use: 0; AST Temp Closed: 0 | 3 | 0 | 2 | 22576-097-015757 | MICHAEL VAN VO
43161 | Permanently Closed | 1998-10-05 | 1986-01-15 | 1998-10-06 | Petroleum | Unleaded gasoline | Unleaded gasoline |  | Fiberglass coated steel | Fiberglass coated steel |  |  | Steel |  | 1901-01-01 | [12 empty] | Annual line testing | Annual line testing |  | UST Currently In Use: 3; UST Temp Close: 0; AST Currently In Use: 0; AST Temp Closed: 0 | 3 | 0 | 2 | 22576-097-015757 | MICHAEL VAN VO
43162 | Permanently Closed | 1996-07-01 | 1988-07-15 | 1996-07-09 | Petroleum | Used oil | Used oil |  | Fiberglass reinforced plastic | Fiberglass reinforced plastic |  |  | Steel |  | 1901-01-01 | None | Catchment Basin, Single walled catchment basin | [13 empty] | UST Currently In Use: 0; UST Temp Close: 0; AST Currently In Use: 0; AST Temp Closed: 0 | 0 | 0 | 1 | 17800-073-015809 | LEE RODGERS TIRE CO
43163 | Currently in Use |  | 1992-06-10 |  | Petroleum | On road diesel | On road diesel | Retail | Single Wall, Steel | Steel | Coated & cathodic protection (sti-P3) |  | Fiberglass reinforced plastic, Single Wall |  | 1901-01-01 | Other, FLXS ISOLA | Catchment Basin, Single walled catchment basin | Flow Rest 90% Full | Flow Rest 90% Full |  |  | Continuous Automatic Tank Gauge |  | Automatic flow restrictor (MLLD) | Automatic flow restrictor (MLLD) |  |  | Annual line testing | Annual line testing |  | UST Currently In Use: 3; UST Temp Close: 0; AST Currently In Use: 0; AST Temp Closed: 0 | 3 | 0 | 3 | 24805-073-013424 | KHAILINH, LLC
43164 | Currently in Use |  | 1992-06-10 |  | Petroleum | Unleaded gasoline | Unleaded gasoline | Retail | Single Wall, Steel | Steel | Coated & cathodic protection (sti-P3) |  | Fiberglass reinforced plastic, Single Wall |  | 1901-01-01 | Other, FLXS ISOLA | Catchment Basin, Single walled catchment basin | Flow Rest 90% Full | Flow Rest 90% Full |  |  | Continuous Automatic Tank Gauge |  | Automatic flow restrictor (MLLD) | Automatic flow restrictor (MLLD) |  |  | Annual line testing | Annual line testing |  | UST Currently In Use: 3; UST Temp Close: 0; AST Currently In Use: 0; AST Temp Closed: 0 | 3 | 0 | 3 | 24805-073-013424 | KHAILINH, LLC
43167 | Permanently Closed | 1991-11-01 | 1982-04-14 23:00 | 1992-01-01 | Petroleum | Used oil | Used oil |  | Steel | Steel |  | Painted or None | Steel |  | 1901-01-01 | [15 empty] | UST Currently In Use: 0; UST Temp Close: 0; AST Currently In Use: 0; AST Temp Closed: 0 | 0 | 0 | 4 | 10833-101-006535 | CAPITAL VENEER WORKS INC
43168 | Permanently Closed | 2008-08-07 | 1992-06-01 | 2022-02-23 | Petroleum | Unleaded gasoline | Unleaded gasoline | Retail | Steel | Steel | Coated & cathodic protection (sti-P3) |  | Fiberglass reinforced plastic |  |  |  | Catchment Basin, Single walled catchment basin | Flow Rest 90% Full | Flow Rest 90% Full |  |  | Statistical Inventory Reconciliation (SIR) | [8 empty] | UST Currently In Use: 0; UST Temp Close: 0; AST Currently In Use: 0; AST Temp Closed: 0 | 0 | 0 | 7 | 23831-013-010169 | JAMES W TILL
43169 | Permanently Closed | 2008-08-07 | 1992-06-01 | 2022-02-23 | Petroleum | Unleaded gasoline | Unleaded gasoline |  | Steel | Steel | Coated & cathodic protection (sti-P3) |  | Fiberglass reinforced plastic |  |  |  | Catchment Basin, Single walled catchment basin | Flow Rest 90% Full | Flow Rest 90% Full |  |  | Statistical Inventory Reconciliation (SIR) | [8 empty] | UST Currently In Use: 0; UST Temp Close: 0; AST Currently In Use: 0; AST Temp Closed: 0 | 0 | 0 | 7 | 23831-013-010169 | JAMES W TILL
43170 | Currently in Use |  | 1991-08-01 |  | Petroleum | On road diesel | On road diesel | Retail | Single Wall, Steel | Steel | Coated & cathodic protection (sti-P3), Field installed cathodic protection |  | Fiberglass reinforced plastic, Single Wall |  |  |  | Catchment Basin, Single walled catchment basin | Flow Rest 90% Full | Flow Rest 90% Full |  |  | Continuous Automatic Tank Gauge | Direct Bury submersible pump | Automatic shutoff device (AELLD) | Automatic shutoff device (AELLD) |  |  | Annual line testing | Annual line testing |  | UST Currently In Use: 3; UST Temp Close: 1; AST Currently In Use: 0; AST Temp Closed: 0 | 3 | 1 | 1 | 23813-043-008799 | PRAMUKHYOGI, INC.
43171 | Permanently Closed | 1997-01-01 | 1987-06-17 | 1998-06-16 | Petroleum | Unleaded gasoline | Unleaded gasoline |  | Steel | Steel |  | Painted or None | Steel |  | 1901-01-01 | [6 empty] | Statistical Inventory Reconciliation (SIR) | [5 empty] | Annual line testing, Statistical inventory reconciliation (SIR) | Statistical inventory reconciliation (SIR) |  | UST Currently In Use: 0; UST Temp Close: 0; AST Currently In Use: 0; AST Temp Closed: 0 | 0 | 0 | 3 | 13277-095-015764 | MARSHALL COUNTY OIL CO INC
43172 | Permanently Closed | 1997-01-01 | 1987-06-17 | 1998-06-16 | Petroleum | Unleaded gasoline | Unleaded gasoline |  | Steel | Steel |  | Painted or None | Steel |  | 1901-01-01 | [6 empty] | Statistical Inventory Reconciliation (SIR) | [5 empty] | Annual line testing, Statistical inventory reconciliation (SIR) | Statistical inventory reconciliation (SIR) |  | UST Currently In Use: 0; UST Temp Close: 0; AST Currently In Use: 0; AST Temp Closed: 0 | 0 | 0 | 3 | 13277-095-015764 | MARSHALL COUNTY OIL CO INC
43173 | Permanently Closed | 1997-01-01 | 1987-06-17 | 1998-06-16 | Petroleum | Unleaded gasoline | Unleaded gasoline |  | Steel | Steel |  | Painted or None | Steel |  | 1901-01-01 | [6 empty] | Statistical Inventory Reconciliation (SIR) | [5 empty] | Annual line testing, Statistical inventory reconciliation (SIR) | Statistical inventory reconciliation (SIR) |  | UST Currently In Use: 0; UST Temp Close: 0; AST Currently In Use: 0; AST Temp Closed: 0 | 0 | 0 | 3 | 13277-095-015764 | MARSHALL COUNTY OIL CO INC
43174 | Permanently Closed | 1998-12-10 | 1991-07-01 | 1998-12-18 | Petroleum | On road diesel | On road diesel |  | Fiberglass reinforced plastic | Fiberglass reinforced plastic |  |  | Fiberglass reinforced plastic |  | 1901-01-01 | None | Catchment Basin, Single walled catchment basin | Flow Rest 90% Full | Flow Rest 90% Full | [11 empty] | UST Currently In Use: 0; UST Temp Close: 0; AST Currently In Use: 0; AST Temp Closed: 0 | 0 | 0 | 1 | 17522-101-015133 | W L PETREY WHOLESALE CO INC
43175 | Permanently Closed | 1998-12-28 | 1986-07-08 | 1999-01-06 | Petroleum | Unleaded gasoline | Unleaded gasoline | Retail | Steel | Steel |  | Painted or None | Steel |  | 1901-01-01 | [6 empty] | Manual Tank Gauging (only tanks 1000 gal. or less and 48” or 64” in diameter) | [8 empty] | UST Currently In Use: 0; UST Temp Close: 0; AST Currently In Use: 0; AST Temp Closed: 0 | 0 | 0 | 2 | 17523-127-015134 | CLOIS ARMSTRONG
43176 | Permanently Closed | 1998-12-28 | 1986-07-08 | 1999-01-06 | Petroleum | Unleaded gasoline | Unleaded gasoline | Retail | Steel | Steel | Coated & cathodic protection (sti-P3) |  | Steel |  | 1901-01-01 | [6 empty] | Manual Tank Gauging (only tanks 1000 gal. or less and 48” or 64” in diameter) | [8 empty] | UST Currently In Use: 0; UST Temp Close: 0; AST Currently In Use: 0; AST Temp Closed: 0 | 0 | 0 | 2 | 17523-127-015134 | CLOIS ARMSTRONG
43177 | Permanently Closed | 2012-06-25 | 1992-07-10 | 2012-06-25 | Petroleum | Unleaded gasoline | Unleaded gasoline | Local government | Steel | Steel | Coated & cathodic protection (sti-P3) |  | Fiberglass reinforced plastic |  |  |  | Catchment Basin, Single walled catchment basin | Automatic shutoff device At 95% full | Automatic shutoff device At 95% full |  |  | Automatic Tank Gauge | [8 empty] | UST Currently In Use: 0; UST Temp Close: 0; AST Currently In Use: 0; AST Temp Closed: 0 | 0 | 0 | 5 | 11713-053-001692 | ESCAMBIA COUNTY BOARD OF EDUCATION
43178 | Permanently Closed | 1997-03-31 | 1990-10-04 | 1997-03-31 | Petroleum | Unleaded gasoline | Unleaded gasoline |  | Fiberglass coated steel | Fiberglass coated steel |  |  | Fiberglass reinforced plastic |  | 1901-01-01 | None | Catchment Basin, Single walled catchment basin | Flow Rest 90% Full | Flow Rest 90% Full |  |  | Manual Tank Gauging (only tanks 1000 gal. or less and 48” or 64” in diameter) | [8 empty] | UST Currently In Use: 0; UST Temp Close: 0; AST Currently In Use: 0; AST Temp Closed: 0 | 0 | 0 | 3 | 10024-099-010211 | A A HARPER
43179 | Currently in Use | 2015-08-10 | 1992-03-04 |  | Petroleum | On road diesel | On road diesel | Retail | Fiberglass reinforced plastic | Fiberglass reinforced plastic |  |  | Double Wall, Fiberglass reinforced plastic |  | 1901-01-01 |  | Catchment Basin, Single walled catchment basin | Flow Rest 90% Full | Flow Rest 90% Full |  |  | Automatic Tank Gauge |  | Automatic flow restrictor (MLLD), Containment Sump | Containment Sump | Interstitial Monitoring within Secondary Containment |  | Continuous alarm system | Continuous alarm system |  | UST Currently In Use: 3; UST Temp Close: 0; AST Currently In Use: 0; AST Temp Closed: 0 | 3 | 0 | 0 | 24592-111-015528 | RAMILABEN PATEL
43180 | Currently in Use |  | 1992-03-04 |  | Petroleum | Unleaded gasoline | Unleaded gasoline | Retail | Fiberglass reinforced plastic | Fiberglass reinforced plastic |  |  | Double Wall, Fiberglass reinforced plastic |  | 1901-01-01 |  | Catchment Basin, Single walled catchment basin | Flow Rest 90% Full | Flow Rest 90% Full |  |  | Automatic Tank Gauge |  | Automatic flow restrictor (MLLD), Containment Sump | Containment Sump | Interstitial Monitoring within Secondary Containment |  | Annual line testing, Continuous alarm system | Continuous alarm system |  | UST Currently In Use: 3; UST Temp Close: 0; AST Currently In Use: 0; AST Temp Closed: 0 | 3 | 0 | 0 | 24592-111-015528 | RAMILABEN PATEL
43181 | Currently in Use |  | 1992-03-04 |  | Petroleum | Premium gasoline | Premium gasoline | Retail | Fiberglass reinforced plastic | Fiberglass reinforced plastic |  |  | Double Wall, Fiberglass reinforced plastic |  | 1901-01-01 |  | Catchment Basin, Single walled catchment basin | Flow Rest 90% Full | Flow Rest 90% Full |  |  | Automatic Tank Gauge |  | Automatic flow restrictor (MLLD), Containment Sump | Containment Sump | Interstitial Monitoring within Secondary Containment |  | Annual line testing, Continuous alarm system | Continuous alarm system |  | UST Currently In Use: 3; UST Temp Close: 0; AST Currently In Use: 0; AST Temp Closed: 0 | 3 | 0 | 0 | 24592-111-015528 | RAMILABEN PATEL
43182 | Permanently Closed | 2003-02-18 | 1992-09-07 | 2004-02-17 | Petroleum | Premium gasoline | Premium gasoline | Retail | Steel | Steel | Coated & cathodic protection (sti-P3) |  | Flexible |  | 1901-01-01 |  | Catchment Basin, Single walled catchment basin | Audible high level alarm At 90% full, Flow Rest 90% Full | Flow Rest 90% Full |  |  | Continuous Automatic Tank Gauge |  | Automatic shutoff device (AELLD) | Automatic shutoff device (AELLD) | Interstitial Monitoring within Secondary Containment |  |  |  |  | UST Currently In Use: 0; UST Temp Close: 0; AST Currently In Use: 0; AST Temp Closed: 0 | 0 | 0 | 5 | 13540-043-008797 | MORGAN PROPERTIES, INC.
43183 | Permanently Closed | 1996-04-01 | 1978-01-01 | 1996-09-26 | Petroleum | Unleaded gasoline | Unleaded gasoline |  | Steel | Steel |  | Painted or None | Steel |  | 1901-01-01 |  | Catchment Basin, Single walled catchment basin | [10 empty] | Annual line testing | Annual line testing |  | UST Currently In Use: 0; UST Temp Close: 0; AST Currently In Use: 0; AST Temp Closed: 0 | 0 | 0 | 6 | 17825-093-015136 | NASH NELSON
43184 | Permanently Closed | 1996-04-01 | 1978-01-01 | 1996-09-26 | Petroleum | Unleaded gasoline | Unleaded gasoline |  | Steel | Steel |  | Painted or None | Steel |  | 1901-01-01 |  | Catchment Basin, Single walled catchment basin | [10 empty] | Annual line testing | Annual line testing |  | UST Currently In Use: 0; UST Temp Close: 0; AST Currently In Use: 0; AST Temp Closed: 0 | 0 | 0 | 6 | 17825-093-015136 | NASH NELSON
43185 | Permanently Closed | 1996-04-01 | 1978-01-01 | 1996-09-26 | Petroleum | Unleaded gasoline | Unleaded gasoline |  | Steel | Steel |  | Painted or None | Steel |  | 1901-01-01 |  | Catchment Basin, Single walled catchment basin | [10 empty] | Annual line testing | Annual line testing |  | UST Currently In Use: 0; UST Temp Close: 0; AST Currently In Use: 0; AST Temp Closed: 0 | 0 | 0 | 6 | 17825-093-015136 | NASH NELSON
43186 | Permanently Closed | 1996-04-01 | 1978-01-01 | 1996-09-26 | Petroleum | Unleaded gasoline | Unleaded gasoline |  | Steel | Steel |  | Painted or None | Steel |  | 1901-01-01 |  | Catchment Basin, Single walled catchment basin | [10 empty] | Annual line testing | Annual line testing |  | UST Currently In Use: 0; UST Temp Close: 0; AST Currently In Use: 0; AST Temp Closed: 0 | 0 | 0 | 6 | 17825-093-015136 | NASH NELSON
43187 | Permanently Closed | 1995-04-01 | 1978-01-01 | 1996-09-26 | Petroleum | Unleaded gasoline | Unleaded gasoline |  | Steel | Steel |  | Painted or None | Steel |  | 1901-01-01 |  | Catchment Basin, Single walled catchment basin | [13 empty] | UST Currently In Use: 0; UST Temp Close: 0; AST Currently In Use: 0; AST Temp Closed: 0 | 0 | 0 | 6 | 17825-093-015136 | NASH NELSON
43188 | Permanently Closed | 1996-04-01 | 1978-01-01 | 1996-09-26 | Petroleum | On road diesel | On road diesel |  | Steel | Steel |  | Painted or None | Steel |  | 1901-01-01 |  | Catchment Basin, Single walled catchment basin | [13 empty] | UST Currently In Use: 0; UST Temp Close: 0; AST Currently In Use: 0; AST Temp Closed: 0 | 0 | 0 | 6 | 17825-093-015136 | NASH NELSON
43189 | Permanently Closed | 1998-10-08 | 1986-09-18 | 1998-10-08 | Petroleum | Unleaded gasoline | Unleaded gasoline | Emergency power generator | Steel | Steel | Coated & cathodic protection (sti-P3) |  | Other, COPPER |  | 1901-01-01 | None | [14 empty] | UST Currently In Use: 0; UST Temp Close: 0; AST Currently In Use: 0; AST Temp Closed: 0 | 0 | 0 | 1 | 17524-125-015135 | WEST AL EASTER SEAL REHAB CENTER
43190 | Permanently Closed | 2001-04-16 | 1986-04-01 | 2001-04-16 | Petroleum | On road diesel | On road diesel |  | Steel | Steel |  | Painted or None | Steel |  | 1901-01-01 | [15 empty] | UST Currently In Use: 0; UST Temp Close: 0; AST Currently In Use: 0; AST Temp Closed: 0 | 0 | 0 | 2 | 17850-089-015765 | MACEDON FARMS
43191 | Permanently Closed | 2001-04-16 | 1986-04-01 | 2001-04-16 | Petroleum | On road diesel | On road diesel |  | Steel | Steel |  | Painted or None | Steel |  | 1901-01-01 | [15 empty] | UST Currently In Use: 0; UST Temp Close: 0; AST Currently In Use: 0; AST Temp Closed: 0 | 0 | 0 | 2 | 17850-089-015765 | MACEDON FARMS
43192 | Permanently Closed | 1998-08-25 | 1991-08-19 | 1998-08-25 | Petroleum | Unleaded gasoline | Unleaded gasoline | State/federal government | Fiberglass reinforced plastic | Fiberglass reinforced plastic |  |  | Fiberglass reinforced plastic |  | 1901-01-01 | None | Catchment Basin, Single walled catchment basin | Flow Rest 90% Full | Flow Rest 90% Full | Interstitial Monitoring within Secondary Containment |  | Automatic Tank Gauge | [8 empty] | UST Currently In Use: 0; UST Temp Close: 0; AST Currently In Use: 0; AST Temp Closed: 0 | 0 | 0 | 2 | 19612-103-009179 | POSTMASTER
43193 | Currently in Use |  | 1992-06-16 |  | Petroleum | Unleaded gasoline | Unleaded gasoline | Retail | Double Wall, Steel | Steel | Coated & cathodic protection (sti-P3) |  | Flexible, ENVIROFLEX |  |  |  | Catchment Basin, Single walled catchment basin | Flow Rest 90% Full | Flow Rest 90% Full |  | SENSOR TO ATG | Automatic Tank Gauge |  | Automatic shutoff device (AELLD), Containment Sump | Containment Sump | [5 empty] | UST Currently In Use: 4; UST Temp Close: 0; AST Currently In Use: 3; AST Temp Closed: 0 | 4 | 0 | 8 | 13786-091-004923 | PARRS, INC.
43194 | Currently in Use |  | 1992-01-01 |  | Petroleum | Unleaded gasoline | Unleaded gasoline | Retail | Double Wall, Steel | Steel | Coated & cathodic protection (sti-P3) |  | Flexible |  |  |  | Catchment Basin, Single walled catchment basin | Flow Rest 90% Full | Flow Rest 90% Full |  |  | Continuous Automatic Tank Gauge |  | Automatic shutoff device (AELLD), Containment Sump | Containment Sump | [5 empty] | UST Currently In Use: 4; UST Temp Close: 0; AST Currently In Use: 3; AST Temp Closed: 0 | 4 | 0 | 8 | 13786-091-004923 | PARRS, INC.
43195 | Currently in Use |  | 1992-06-16 |  | Petroleum | Premium gasoline | Premium gasoline | Retail | Double Wall, Steel | Steel | Coated & cathodic protection (sti-P3) |  | Flexible, ENVIROFLEX |  |  | None | Catchment Basin, Single walled catchment basin | Flow Rest 90% Full | Flow Rest 90% Full |  | PIT LINER | Automatic Tank Gauge |  | Automatic shutoff device (AELLD), Containment Sump | Containment Sump | [5 empty] | UST Currently In Use: 4; UST Temp Close: 0; AST Currently In Use: 3; AST Temp Closed: 0 | 4 | 0 | 8 | 13786-091-004923 | PARRS, INC.
43196 | Currently in Use |  | 1992-02-07 |  | Petroleum | On road diesel | On road diesel | Industrial | Steel | Steel | Coated & cathodic protection (sti-P3) |  | Fiberglass reinforced plastic |  |  | Other, FLXS ISOLA | Catchment Basin, Single walled catchment basin | Automatic shutoff device At 95% full | Automatic shutoff device At 95% full |  |  | Continuous Automatic Tank Gauge | [8 empty] | UST Currently In Use: 2; UST Temp Close: 0; AST Currently In Use: 0; AST Temp Closed: 0 | 2 | 0 | 0 | 17852-049-015766 | DEKALB CHEROKEE CO GAS DISTRICT
43197 | Currently in Use |  | 1992-02-07 |  | Petroleum | Unleaded gasoline | Unleaded gasoline |  | Steel | Steel | Coated & cathodic protection (sti-P3) |  | Fiberglass reinforced plastic |  |  | Other, FLXS ISOLA | Catchment Basin, Single walled catchment basin | Automatic shutoff device At 95% full | Automatic shutoff device At 95% full |  |  | Continuous Automatic Tank Gauge | [8 empty] | UST Currently In Use: 2; UST Temp Close: 0; AST Currently In Use: 0; AST Temp Closed: 0 | 2 | 0 | 0 | 17852-049-015766 | DEKALB CHEROKEE CO GAS DISTRICT
43198 | Permanently Closed | 2004-10-06 | 1986-06-18 | 2009-02-01 | Petroleum | Used oil | Used oil | Industrial | Fiberglass reinforced plastic | Fiberglass reinforced plastic |  |  | Other, NONE |  | 1901-01-01 |  | Catchment Basin, EXEMPT | Flow Rest 90% Full, EXEMPT | Flow Rest 90% Full |  |  | Manual Tank Gauging (only tanks 1000 gal. or less and 48” or 64” in diameter) | [8 empty] | UST Currently In Use: 0; UST Temp Close: 0; AST Currently In Use: 0; AST Temp Closed: 0 | 0 | 0 | 2 | 17741-097-015758 | BUDGET TRANSMISSIONS
43199 | Permanently Closed | 2004-10-06 | 1986-06-18 | 2009-02-01 | Petroleum | Other, TRANSFLUID | Other | Industrial | Fiberglass reinforced plastic | Fiberglass reinforced plastic |  |  | Steel |  | 1901-01-01 | Galvanic Cathodic | Catchment Basin, Single walled catchment basin | Flow Rest 90% Full | Flow Rest 90% Full |  |  | Manual Tank Gauging (only tanks 1000 gal. or less and 48” or 64” in diameter) | [8 empty] | UST Currently In Use: 0; UST Temp Close: 0; AST Currently In Use: 0; AST Temp Closed: 0 | 0 | 0 | 2 | 17741-097-015758 | BUDGET TRANSMISSIONS
43200 | Cannot Locate or abandoned | 1992-09-02 | 1986-01-01 |  | Petroleum | Used oil | Used oil |  | Steel | Steel |  |  | Fiberglass reinforced plastic |  | 1901-01-01 | [15 empty] | UST Currently In Use: 0; UST Temp Close: 0; AST Currently In Use: 0; AST Temp Closed: 0 | 0 | 0 | 0 | 17742-097-015759 | DICKINSON TRANSMISSIONS
43202 | Permanently Closed | 1995-11-01 | 1991-01-01 | 1997-10-08 | Petroleum | Unleaded gasoline | Unleaded gasoline |  |  |  | Coated & cathodic protection (sti-P3) |  | Fiberglass reinforced plastic |  | 1901-01-01 | Field installed cathodic protection | Catchment Basin, Single walled catchment basin | Flow Rest 90% Full | Flow Rest 90% Full | [11 empty] | UST Currently In Use: 0; UST Temp Close: 0; AST Currently In Use: 0; AST Temp Closed: 0 | 0 | 0 | 5 | 16048-073-014001 | E H MOORE SR
43203 | Permanently Closed | 1995-11-01 | 1991-01-01 | 1997-10-08 | Petroleum | Unleaded gasoline | Unleaded gasoline |  | Steel | Steel | Coated & cathodic protection (sti-P3) |  | Fiberglass reinforced plastic |  | 1901-01-01 |  | Catchment Basin, Single walled catchment basin | Flow Rest 90% Full | Flow Rest 90% Full | [11 empty] | UST Currently In Use: 0; UST Temp Close: 0; AST Currently In Use: 0; AST Temp Closed: 0 | 0 | 0 | 5 | 16048-073-014001 | E H MOORE SR
43204 | Permanently Closed | 1993-02-02 | 1975-09-01 | 1993-02-02 | Petroleum | Unleaded gasoline | Unleaded gasoline |  | Steel | Steel |  | Painted or None | Steel |  | 1901-01-01 | None, FLXS ISOLA | [14 empty] | UST Currently In Use: 3; UST Temp Close: 0; AST Currently In Use: 0; AST Temp Closed: 0 | 3 | 0 | 5 | 17812-073-015810 | TRI ENTERPRISE INC
43205 | Permanently Closed | 1993-02-02 | 1975-09-02 | 1993-02-02 | Petroleum | Unleaded gasoline | Unleaded gasoline |  | Steel | Steel |  | Painted or None | Steel |  | 1901-01-01 | None, FLXS ISOLA | [14 empty] | UST Currently In Use: 3; UST Temp Close: 0; AST Currently In Use: 0; AST Temp Closed: 0 | 3 | 0 | 5 | 17812-073-015810 | TRI ENTERPRISE INC
43206 | Permanently Closed | 1993-02-02 | 1975-09-02 | 1993-02-02 | Petroleum | Unleaded gasoline | Unleaded gasoline |  | Steel | Steel |  | Painted or None | Steel |  | 1901-01-01 | None, FLXS ISOLA | [14 empty] | UST Currently In Use: 3; UST Temp Close: 0; AST Currently In Use: 0; AST Temp Closed: 0 | 3 | 0 | 5 | 17812-073-015810 | TRI ENTERPRISE INC
43207 | Permanently Closed | 1993-02-02 | 1975-09-02 | 1993-02-02 | Petroleum | Kerosene | Kerosene |  | Steel | Steel |  | Painted or None | Steel |  | 1901-01-01 | None, FLXS ISOLA | [14 empty] | UST Currently In Use: 3; UST Temp Close: 0; AST Currently In Use: 0; AST Temp Closed: 0 | 3 | 0 | 5 | 17812-073-015810 | TRI ENTERPRISE INC
43208 | Permanently Closed | 1993-02-02 | 1975-09-02 | 1993-02-02 | Petroleum | On road diesel | On road diesel |  | Steel | Steel |  | Painted or None | Steel |  | 1901-01-01 | None, FLXS ISOLA | [14 empty] | UST Currently In Use: 3; UST Temp Close: 0; AST Currently In Use: 0; AST Temp Closed: 0 | 3 | 0 | 5 | 17812-073-015810 | TRI ENTERPRISE INC
43209 | Permanently Closed | 1996-08-27 | 1987-05-15 | 1996-08-27 | Petroleum | Kerosene | Kerosene |  | Steel | Steel |  |  | Steel |  | 1901-01-01 | [15 empty] | UST Currently In Use: 0; UST Temp Close: 0; AST Currently In Use: 0; AST Temp Closed: 0 | 0 | 0 | 1 | 12569-089-015767 | J.D. GIBBS DISTRIBUTING CO INC
43210 | Permanently Closed | 2002-05-22 | 1992-08-31 | 2002-05-22 | Petroleum | Unleaded gasoline | Unleaded gasoline | Industrial, Local Government | Steel | Steel | Coated & cathodic protection (sti-P3) |  | Fiberglass reinforced plastic |  | 1901-01-01 | None | Catchment Basin, Single walled catchment basin | Flow Rest 90% Full | Flow Rest 90% Full | [11 empty] | UST Currently In Use: 1; UST Temp Close: 0; AST Currently In Use: 0; AST Temp Closed: 0 | 1 | 0 | 2 | 13175-085-011933 | LOWNDES COUNTY BOARD OF EDUCATION
43211 | Permanently Closed | 1998-09-11 | 1983-10-07 | 1998-09-11 | Petroleum | Unleaded gasoline | Unleaded gasoline |  | Steel | Steel |  | Painted or None | Steel |  | 1901-01-01 | [6 empty] | Statistical Inventory Reconciliation (SIR) | [8 empty] | UST Currently In Use: 0; UST Temp Close: 0; AST Currently In Use: 0; AST Temp Closed: 0 | 0 | 0 | 2 | 17827-133-015138 | JAMES ROBBINS
43212 | Permanently Closed | 1997-01-01 | 1983-10-07 | 1998-09-11 | Petroleum | Unleaded gasoline | Unleaded gasoline |  | Steel | Steel |  | Painted or None | Steel |  | 1901-01-01 | [6 empty] | Statistical Inventory Reconciliation (SIR) | [8 empty] | UST Currently In Use: 0; UST Temp Close: 0; AST Currently In Use: 0; AST Temp Closed: 0 | 0 | 0 | 2 | 17827-133-015138 | JAMES ROBBINS
43213 | Currently in Use |  | 1992-01-06 |  | Petroleum | Unleaded gasoline | Unleaded gasoline | Retail | Steel | Steel | Coated & cathodic protection (sti-P3) |  | Fiberglass reinforced plastic |  |  |  | Catchment Basin, Single walled catchment basin | Flow Rest 90% Full | Flow Rest 90% Full |  |  | Continuous Automatic Tank Gauge |  | Automatic flow restrictor (MLLD), Containment Sump | Containment Sump | Interstitial Monitoring within Secondary Containment |  | Continuous alarm system | Continuous alarm system |  | UST Currently In Use: 2; UST Temp Close: 0; AST Currently In Use: 0; AST Temp Closed: 0 | 2 | 0 | 0 | 23372-125-015139 | MIDSTATES PETROLEUM COMPANY
43214 | Currently in Use |  | 1992-01-06 |  | Petroleum | Mid-grade gasoline | Mid-grade gasoline | Retail | Steel | Steel | Coated & cathodic protection (sti-P3) |  | Fiberglass reinforced plastic |  |  |  | Catchment Basin, Single walled catchment basin | Flow Rest 90% Full | Flow Rest 90% Full |  |  | Continuous Automatic Tank Gauge |  | Automatic flow restrictor (MLLD), Containment Sump | Containment Sump | Interstitial Monitoring within Secondary Containment |  | Continuous alarm system | Continuous alarm system |  | UST Currently In Use: 2; UST Temp Close: 0; AST Currently In Use: 0; AST Temp Closed: 0 | 2 | 0 | 0 | 23372-125-015139 | MIDSTATES PETROLEUM COMPANY
43215 | Permanently Closed | 1998-12-22 | 1984-12-05 | 2001-11-20 | Petroleum | Unleaded gasoline | Unleaded gasoline | Local government | Steel | Steel | Coated & cathodic protection (sti-P3) |  | Steel |  | 1901-01-01 | [15 empty] | UST Currently In Use: 0; UST Temp Close: 0; AST Currently In Use: 0; AST Temp Closed: 0 | 0 | 0 | 1 | 17795-011-015529 | BULLOCK COUNTY COMMISSION
43216 | Permanently Closed | 1996-03-01 | 1992-05-01 | 1998-11-24 | Petroleum | On road diesel | On road diesel |  | Steel | Steel | Coated & cathodic protection (sti-P3) |  | Fiberglass reinforced plastic, Steel |  | 1901-01-01 |  | Catchment Basin, Single walled catchment basin | Automatic shutoff device At 95% full | Automatic shutoff device At 95% full | Interstitial Monitoring within Secondary Containment |  | Automatic Tank Gauge, Statistical Inventory Reconciliation (SIR) | [8 empty] | UST Currently In Use: 0; UST Temp Close: 0; AST Currently In Use: 0; AST Temp Closed: 0 | 0 | 0 | 3 | 15077-103-005183 | INTERNATIONAL PAPER
43218 | Currently in Use |  | 1992-05-19 |  | Petroleum | Unleaded gasoline | Unleaded gasoline | Retail | Fiberglass reinforced plastic | Fiberglass reinforced plastic |  |  | Fiberglass reinforced plastic |  | 1901-01-01 | None | Catchment Basin, Single walled catchment basin | Flow Rest 90% Full | Flow Rest 90% Full |  |  | Automatic Tank Gauge |  | Automatic flow restrictor (MLLD) | Automatic flow restrictor (MLLD) |  |  | Annual line testing | Annual line testing |  | UST Currently In Use: 2; UST Temp Close: 0; AST Currently In Use: 0; AST Temp Closed: 0 | 2 | 0 | 0 | 21106-113-015530 | GRIGGS INC.
43219 | Currently in Use |  | 1992-05-19 |  | Petroleum | Premium gasoline | Premium gasoline |  | Fiberglass reinforced plastic | Fiberglass reinforced plastic |  |  | Fiberglass reinforced plastic |  | 1901-01-01 | None | Catchment Basin, Single walled catchment basin | Flow Rest 90% Full | Flow Rest 90% Full |  |  | Automatic Tank Gauge |  | Automatic flow restrictor (MLLD) | Automatic flow restrictor (MLLD) |  |  | Annual line testing | Annual line testing |  | UST Currently In Use: 2; UST Temp Close: 0; AST Currently In Use: 0; AST Temp Closed: 0 | 2 | 0 | 0 | 21106-113-015530 | GRIGGS INC.
43220 | Currently in Use |  | 1992-09-15 |  | Petroleum | Unleaded gasoline | Unleaded gasoline | Retail | Steel | Steel | Coated & cathodic protection (sti-P3) |  | Fiberglass reinforced plastic |  |  | Other, FLXS ISOLA | Catchment Basin, Single walled catchment basin | Flow Rest 90% Full | Flow Rest 90% Full |  |  | Continuous Automatic Tank Gauge |  | Automatic flow restrictor (MLLD) | Automatic flow restrictor (MLLD) |  |  | Annual line testing | Annual line testing |  | UST Currently In Use: 3; UST Temp Close: 0; AST Currently In Use: 0; AST Temp Closed: 0 | 3 | 0 | 0 | 23829-041-012885 | LOWER AL PROPERTIES LLC
43221 | Permanently Closed | 1993-01-01 | 1992-08-17 | 1998-06-08 | Petroleum | Unleaded gasoline | Unleaded gasoline |  | Steel | Steel | Coated & cathodic protection (sti-P3) |  | Fiberglass reinforced plastic |  | 1901-01-01 | None | Catchment Basin, Single walled catchment basin | Flow Rest 90% Full | Flow Rest 90% Full | [11 empty] | UST Currently In Use: 0; UST Temp Close: 0; AST Currently In Use: 0; AST Temp Closed: 0 | 0 | 0 | 2 | 17826-001-015137 | MARK AND WALT HILYER
43222 | Permanently Closed | 1993-01-01 | 1992-08-17 | 1998-06-08 | Petroleum | Unleaded gasoline | Unleaded gasoline |  | Steel | Steel | Coated & cathodic protection (sti-P3) |  | Fiberglass reinforced plastic |  | 1901-01-01 | None | Catchment Basin, Single walled catchment basin | Flow Rest 90% Full | Flow Rest 90% Full | [11 empty] | UST Currently In Use: 0; UST Temp Close: 0; AST Currently In Use: 0; AST Temp Closed: 0 | 0 | 0 | 2 | 17826-001-015137 | MARK AND WALT HILYER
43223 | Permanently Closed | 1998-12-22 | 1901-01-01 | 2000-02-11 | Petroleum | Unleaded gasoline | Unleaded gasoline | Retail | Steel | Steel | Coated & cathodic protection (sti-P3) |  | Fiberglass reinforced plastic |  | 1901-01-01 | None | Catchment Basin, Single walled catchment basin |  |  |  |  | Statistical Inventory Reconciliation (SIR) | [8 empty] | UST Currently In Use: 0; UST Temp Close: 0; AST Currently In Use: 0; AST Temp Closed: 0 | 0 | 0 | 3 | 17830-127-015140 | HILLARD LOOP GROCERY
43224 | Permanently Closed | 1998-12-22 | 1901-01-01 | 2000-02-11 | Petroleum | Unleaded gasoline | Unleaded gasoline | Retail | Steel | Steel | Coated & cathodic protection (sti-P3) |  | Fiberglass reinforced plastic |  | 1901-01-01 | None | Catchment Basin, Single walled catchment basin |  |  |  |  | Statistical Inventory Reconciliation (SIR) | [8 empty] | UST Currently In Use: 0; UST Temp Close: 0; AST Currently In Use: 0; AST Temp Closed: 0 | 0 | 0 | 3 | 17830-127-015140 | HILLARD LOOP GROCERY
43225 | Permanently Closed | 1998-12-22 | 1901-01-01 | 2000-02-11 | Petroleum | Unleaded gasoline | Unleaded gasoline | Retail | Steel | Steel | Coated & cathodic protection (sti-P3) |  | Fiberglass reinforced plastic |  | 1901-01-01 | None | Catchment Basin, Single walled catchment basin |  |  |  |  | Statistical Inventory Reconciliation (SIR) | [8 empty] | UST Currently In Use: 0; UST Temp Close: 0; AST Currently In Use: 0; AST Temp Closed: 0 | 0 | 0 | 3 | 17830-127-015140 | HILLARD LOOP GROCERY
43226 | Currently in Use |  | 1992-07-13 |  | Petroleum | Unleaded gasoline | Unleaded gasoline | Retail | Single Wall, Steel | Steel | Coated & cathodic protection (sti-P3) |  | Double Wall, Fiberglass reinforced plastic |  |  |  | Catchment Basin, Single walled catchment basin | Flow Rest 90% Full | Flow Rest 90% Full |  |  | Automatic Tank Gauge |  | Automatic flow restrictor (MLLD), Containment Sump | Containment Sump |  | SENSOR TO ATG | Annual line testing | Annual line testing |  | UST Currently In Use: 4; UST Temp Close: 0; AST Currently In Use: 0; AST Temp Closed: 0 | 4 | 0 | 0 | 24637-127-015141 | MAAA, LLC
43227 | Currently in Use |  | 1992-07-13 |  | Petroleum | Unleaded gasoline | Unleaded gasoline | Retail | Single Wall, Steel | Steel | Coated & cathodic protection (sti-P3) |  | Double Wall, Fiberglass reinforced plastic |  |  |  | Catchment Basin, Single walled catchment basin | Flow Rest 90% Full | Flow Rest 90% Full |  |  | Automatic Tank Gauge |  | Automatic flow restrictor (MLLD), Containment Sump | Containment Sump |  | SENSOR TO ATG | Annual line testing | Annual line testing |  | UST Currently In Use: 4; UST Temp Close: 0; AST Currently In Use: 0; AST Temp Closed: 0 | 4 | 0 | 0 | 24637-127-015141 | MAAA, LLC
43228 | Currently in Use |  | 1992-07-13 |  | Petroleum | Premium gasoline | Premium gasoline | Retail | Single Wall, Steel | Steel | Coated & cathodic protection (sti-P3) |  | Double Wall, Fiberglass reinforced plastic |  |  |  | Catchment Basin, Single walled catchment basin | Flow Rest 90% Full | Flow Rest 90% Full |  |  | Automatic Tank Gauge |  | Automatic flow restrictor (MLLD), Containment Sump | Containment Sump |  | SENSOR TO ATG | Annual line testing | Annual line testing |  | UST Currently In Use: 4; UST Temp Close: 0; AST Currently In Use: 0; AST Temp Closed: 0 | 4 | 0 | 0 | 24637-127-015141 | MAAA, LLC
43229 | Currently in Use |  | 1992-07-29 |  | Petroleum | On road diesel | On road diesel | Retail | Single Wall, Steel | Steel | Coated & cathodic protection (sti-P3) |  | Double Wall, Fiberglass reinforced plastic |  |  |  | Catchment Basin, Single walled catchment basin | Flow Rest 90% Full | Flow Rest 90% Full |  |  | Automatic Tank Gauge |  | Automatic flow restrictor (MLLD), Containment Sump | Containment Sump |  | SENSOR TO ATG | Annual line testing | Annual line testing |  | UST Currently In Use: 4; UST Temp Close: 0; AST Currently In Use: 0; AST Temp Closed: 0 | 4 | 0 | 0 | 24637-127-015141 | MAAA, LLC
43233 | Permanently Closed | 2008-12-01 | 1992-07-26 | 2020-05-28 | Petroleum | Premium gasoline | Premium gasoline | Local Government, Retail | Steel | Steel | Coated & cathodic protection (sti-P3) |  | Fiberglass reinforced plastic |  |  |  | Catchment Basin, Single walled catchment basin | Flow Rest 90% Full | Flow Rest 90% Full |  |  | Automatic Tank Gauge |  | Automatic flow restrictor (MLLD) | Automatic flow restrictor (MLLD) |  |  | Annual line testing | Annual line testing |  | UST Currently In Use: 0; UST Temp Close: 0; AST Currently In Use: 0; AST Temp Closed: 0 | 0 | 0 | 8 | 10995-053-006403 | CITY OF BREWTON
43234 | Currently in Use |  | 1992-07-08 |  | Petroleum | Unleaded gasoline | Unleaded gasoline | Retail | Single Wall, Steel | Steel | Coated & cathodic protection (sti-P3) |  | Double Wall, Flexible | OPW |  |  | Catchment Basin, Single walled catchment basin | Flow Rest 90% Full | Flow Rest 90% Full |  |  | Continuous Automatic Tank Gauge |  | Automatic shutoff device (AELLD) | Automatic shutoff device (AELLD) | [5 empty] | UST Currently In Use: 2; UST Temp Close: 0; AST Currently In Use: 0; AST Temp Closed: 0 | 2 | 0 | 4 | 12144-015-007153 | JACK GREEN OIL CO INC
43235 | Currently in Use |  | 1992-07-08 |  | Petroleum | Premium gasoline | Premium gasoline |  | Single Wall, Steel, 4R/6P | Steel | Coated & cathodic protection (sti-P3) |  | Double Wall, Flexible | OPW |  |  | Catchment Basin, Single walled catchment basin | Flow Rest 90% Full | Flow Rest 90% Full |  |  | Continuous Automatic Tank Gauge |  | Automatic shutoff device (AELLD) | Automatic shutoff device (AELLD) | Interstitial Monitoring within Secondary Containment | SENSOR TO ATG |  |  |  | UST Currently In Use: 2; UST Temp Close: 0; AST Currently In Use: 0; AST Temp Closed: 0 | 2 | 0 | 4 | 12144-015-007153 | JACK GREEN OIL CO INC
43236 | Currently in Use |  | 1992-05-19 |  | Petroleum | On road diesel | On road diesel | Retail | Single Wall, Steel | Steel | Coated & cathodic protection (sti-P3) |  | Fiberglass reinforced plastic, Single Wall |  |  |  | Catchment Basin, Single walled catchment basin | Automatic shutoff device At 95% full, Flow Rest 90% Full | Flow Rest 90% Full |  |  | Statistical Inventory Reconciliation (SIR) | Direct Bury submersible pump | [7 empty] | UST Currently In Use: 3; UST Temp Close: 1; AST Currently In Use: 0; AST Temp Closed: 0 | 3 | 1 | 3 | 13708-103-008079 | OAKES OIL CO
43237 | Permanently Closed | 1998-07-08 | 1981-01-01 | 1999-01-11 | Petroleum | Unleaded gasoline | Unleaded gasoline |  | Steel | Steel |  | Painted or None | Steel |  | 1901-01-01 | [15 empty] | UST Currently In Use: 0; UST Temp Close: 0; AST Currently In Use: 0; AST Temp Closed: 0 | 0 | 0 | 3 | 17797-017-015531 | CARL MCWHORTER
43238 | Permanently Closed | 1998-07-08 | 1981-01-01 | 1999-01-11 | Petroleum | Unleaded gasoline | Unleaded gasoline |  | Steel | Steel |  | Painted or None | Steel |  | 1901-01-01 | [15 empty] | UST Currently In Use: 0; UST Temp Close: 0; AST Currently In Use: 0; AST Temp Closed: 0 | 0 | 0 | 3 | 17797-017-015531 | CARL MCWHORTER
43239 | Permanently Closed | 1998-07-08 | 1981-01-01 | 1998-11-24 | Petroleum | Unleaded gasoline | Unleaded gasoline |  | Steel | Steel |  | Painted or None | Steel |  | 1901-01-01 | [15 empty] | UST Currently In Use: 0; UST Temp Close: 0; AST Currently In Use: 0; AST Temp Closed: 0 | 0 | 0 | 3 | 17797-017-015531 | CARL MCWHORTER
43240 | Permanently Closed | 2016-08-05 | 1986-02-01 |  | Petroleum | Unleaded gasoline | Unleaded gasoline | Retail | Steel | Steel | Coated & cathodic protection (sti-P3), Field installed cathodic protection |  | Steel |  |  | Field installed cathodic protection | Catchment Basin, Single walled catchment basin | Automatic shutoff device At 95% full | Automatic shutoff device At 95% full |  |  | Statistical Inventory Reconciliation (SIR) | [8 empty] | UST Currently In Use: 0; UST Temp Close: 2; AST Currently In Use: 0; AST Temp Closed: 0 | 0 | 2 | 1 | 25241-029-015532 | PHEROZALI HAMEED
43241 | Temporary Closed | 2020-07-01 | 1986-02-01 |  | Petroleum | Unleaded gasoline | Unleaded gasoline | Retail | Steel | Steel | Coated & cathodic protection (sti-P3), Field installed cathodic protection |  | Steel |  |  | Field installed cathodic protection | Catchment Basin, Single walled catchment basin | Automatic shutoff device At 95% full | Automatic shutoff device At 95% full |  |  | Statistical Inventory Reconciliation (SIR) | [8 empty] | UST Currently In Use: 0; UST Temp Close: 2; AST Currently In Use: 0; AST Temp Closed: 0 | 0 | 2 | 1 | 25241-029-015532 | PHEROZALI HAMEED
43242 | Temporary Closed | 2020-07-01 | 1986-02-01 |  | Petroleum | Unleaded gasoline | Unleaded gasoline | Retail | Steel | Steel | Coated & cathodic protection (sti-P3), Field installed cathodic protection |  | Steel |  |  | Field installed cathodic protection | Catchment Basin, Single walled catchment basin | Automatic shutoff device At 95% full | Automatic shutoff device At 95% full |  |  | Statistical Inventory Reconciliation (SIR) | [8 empty] | UST Currently In Use: 0; UST Temp Close: 2; AST Currently In Use: 0; AST Temp Closed: 0 | 0 | 2 | 1 | 25241-029-015532 | PHEROZALI HAMEED
43243 | Currently in Use |  | 1992-05-07 |  | Petroleum | On road diesel | On road diesel | Local government | Steel | Steel | Coated & cathodic protection (sti-P3) |  | Fiberglass reinforced plastic |  | 1901-01-01 |  | Catchment Basin, Single walled catchment basin | Flow Rest 90% Full | Flow Rest 90% Full |  |  | Automatic Tank Gauge | [8 empty] | UST Currently In Use: 1; UST Temp Close: 0; AST Currently In Use: 0; AST Temp Closed: 0 | 1 | 0 | 0 | 14796-123-015533 | TALLAPOOSA CO BD OF EDUCATION
43244 | Currently in Use |  | 1992-04-25 |  | Petroleum | Unleaded gasoline | Unleaded gasoline | Retail | Steel | Steel | Coated & cathodic protection (sti-P3) |  | Fiberglass reinforced plastic |  |  |  | Catchment Basin, Single walled catchment basin | Automatic shutoff device At 95% full, Flow Rest 90% Full | Flow Rest 90% Full |  |  | Automatic Tank Gauge, Statistical Inventory Reconciliation (SIR) | [8 empty] | UST Currently In Use: 1; UST Temp Close: 0; AST Currently In Use: 0; AST Temp Closed: 0 | 1 | 0 | 2 | 13049-017-008614 | WILLIAM EDGE
43245 | Permanently Closed |  | 1990-02-01 |  | Petroleum | On road diesel | On road diesel | Emergency Power Generator | Steel | Steel | Coated & cathodic protection (sti-P3) |  | Fiberglass reinforced plastic |  |  |  | Catchment Basin, Single walled catchment basin | Audible high level alarm At 90% full, Automatic shutoff device At 95% full | Automatic shutoff device At 95% full |  |  | Automatic Tank Gauge | [8 empty] | UST Currently In Use: 0; UST Temp Close: 0; AST Currently In Use: 0; AST Temp Closed: 0 | 0 | 0 | 2 | 21744-069-007804 | TRIAD OF ALABAMA LLC
43246 | Permanently Closed | 1994-10-01 | 1991-12-01 | 1994-11-01 | Petroleum | Unleaded gasoline | Unleaded gasoline |  | Steel | Steel | Coated & cathodic protection (sti-P3) |  | Fiberglass reinforced plastic |  | 1901-01-01 | Field installed cathodic protection | Catchment Basin, Single walled catchment basin | Flow Rest 90% Full | Flow Rest 90% Full |  |  | Automatic Tank Gauge | [5 empty] | Annual line testing | Annual line testing |  | UST Currently In Use: 2; UST Temp Close: 0; AST Currently In Use: 0; AST Temp Closed: 0 | 2 | 0 | 8 | 13364-109-009835 | MCKENZIE OIL COMPANY, INC.
43247 | Permanently Closed | 1994-10-01 | 1991-12-01 | 1994-11-01 | Petroleum | Unleaded gasoline | Unleaded gasoline |  | Steel | Steel | Coated & cathodic protection (sti-P3) |  | Fiberglass reinforced plastic |  | 1901-01-01 | Field installed cathodic protection | Catchment Basin, Single walled catchment basin | Flow Rest 90% Full | Flow Rest 90% Full |  |  | Automatic Tank Gauge | [5 empty] | Annual line testing | Annual line testing |  | UST Currently In Use: 2; UST Temp Close: 0; AST Currently In Use: 0; AST Temp Closed: 0 | 2 | 0 | 8 | 13364-109-009835 | MCKENZIE OIL COMPANY, INC.
43248 | Permanently Closed | 1994-10-01 | 1991-12-01 | 1994-11-01 | Petroleum | Unleaded gasoline | Unleaded gasoline |  | Steel | Steel | Coated & cathodic protection (sti-P3) |  | Fiberglass reinforced plastic |  | 1901-01-01 | Field installed cathodic protection | Catchment Basin, Single walled catchment basin | Flow Rest 90% Full | Flow Rest 90% Full |  |  | Automatic Tank Gauge | [5 empty] | Annual line testing | Annual line testing |  | UST Currently In Use: 2; UST Temp Close: 0; AST Currently In Use: 0; AST Temp Closed: 0 | 2 | 0 | 8 | 13364-109-009835 | MCKENZIE OIL COMPANY, INC.
43249 | Permanently Closed | 1994-10-01 | 1991-12-01 | 1994-11-01 | Petroleum | On road diesel | On road diesel |  | Fiberglass coated steel | Fiberglass coated steel |  |  | Fiberglass reinforced plastic |  | 1901-01-01 | Field installed cathodic protection | Catchment Basin, Single walled catchment basin | Flow Rest 90% Full | Flow Rest 90% Full |  |  | Automatic Tank Gauge | [5 empty] | Annual line testing | Annual line testing |  | UST Currently In Use: 2; UST Temp Close: 0; AST Currently In Use: 0; AST Temp Closed: 0 | 2 | 0 | 8 | 13364-109-009835 | MCKENZIE OIL COMPANY, INC.
43250 | Cannot Locate or abandoned | 2000-10-01 | 1992-09-10 |  | Petroleum | Unleaded gasoline | Unleaded gasoline | Retail | Steel | Steel | Coated & cathodic protection (sti-P3) |  | Fiberglass reinforced plastic |  | 1901-01-01 | Other, FIBERGLASS | Catchment Basin, Single walled catchment basin | Automatic shutoff device At 95% full | Automatic shutoff device At 95% full |  |  | Statistical Inventory Reconciliation (SIR) | [8 empty] | UST Currently In Use: 0; UST Temp Close: 0; AST Currently In Use: 0; AST Temp Closed: 0 | 0 | 0 | 0 | 15310-089-000325 | WATKINS OIL CO INC
43251 | Cannot Locate or abandoned | 2000-10-01 | 1992-09-10 |  | Petroleum | On road diesel | On road diesel | Retail | Steel | Steel | Coated & cathodic protection (sti-P3) |  | Fiberglass reinforced plastic |  | 1901-01-01 | Other, FIBERGLASS | Catchment Basin, Single walled catchment basin | Automatic shutoff device At 95% full | Automatic shutoff device At 95% full |  |  | Statistical Inventory Reconciliation (SIR) | [8 empty] | UST Currently In Use: 0; UST Temp Close: 0; AST Currently In Use: 0; AST Temp Closed: 0 | 0 | 0 | 0 | 15310-089-000325 | WATKINS OIL CO INC
43253 | Permanently Closed | 2015-05-01 | 1992-08-21 | 2015-09-08 | Petroleum | Unleaded gasoline | Unleaded gasoline | Local government | Double Wall, Fiberglass reinforced plastic | Fiberglass reinforced plastic |  |  | Fiberglass reinforced plastic, Single Wall |  | 1901-01-01 |  | Catchment Basin, Single walled catchment basin | Flow Rest 90% Full | Flow Rest 90% Full | Interstitial Monitoring within Secondary Containment | SENSOR TO ATG | Automatic Tank Gauge | [8 empty] | UST Currently In Use: 0; UST Temp Close: 0; AST Currently In Use: 0; AST Temp Closed: 0 | 0 | 0 | 3 | 16815-103-014854 | CITY OF HARTSELLE
43254 | Permanently Closed | 2015-05-01 | 1992-08-21 | 2015-09-08 | Petroleum | On road diesel | On road diesel | Local government | Fiberglass reinforced plastic, Single Wall | Single Wall |  |  | Fiberglass reinforced plastic, Single Wall |  | 1901-01-01 |  | Catchment Basin, Single walled catchment basin | Flow Rest 90% Full | Flow Rest 90% Full |  |  | Automatic Tank Gauge | [8 empty] | UST Currently In Use: 0; UST Temp Close: 0; AST Currently In Use: 0; AST Temp Closed: 0 | 0 | 0 | 3 | 16815-103-014854 | CITY OF HARTSELLE
43256 | Permanently Closed | 2002-12-01 | 1982-03-01 | 2003-02-12 | Petroleum | Unleaded gasoline | Unleaded gasoline | Retail | Steel | Steel | Coated & cathodic protection (sti-P3) |  | Fiberglass reinforced plastic |  | 1901-01-01 | None | [14 empty] | UST Currently In Use: 0; UST Temp Close: 0; AST Currently In Use: 0; AST Temp Closed: 0 | 0 | 0 | 3 | 19566-121-013986 | CAR WASH ASSOCIATES INC
43257 | Permanently Closed | 2002-12-01 | 1982-03-01 | 2003-02-12 | Petroleum | Unleaded gasoline | Unleaded gasoline | Retail | Steel | Steel | Coated & cathodic protection (sti-P3) |  | Fiberglass reinforced plastic |  | 1901-01-01 | None | [14 empty] | UST Currently In Use: 0; UST Temp Close: 0; AST Currently In Use: 0; AST Temp Closed: 0 | 0 | 0 | 3 | 19566-121-013986 | CAR WASH ASSOCIATES INC
43258 | Permanently Closed | 2002-07-01 | 1982-03-01 | 2003-02-12 | Petroleum | Unleaded gasoline | Unleaded gasoline |  | Steel | Steel | Coated & cathodic protection (sti-P3) |  | Fiberglass reinforced plastic |  | 1901-01-01 | None | [14 empty] | UST Currently In Use: 0; UST Temp Close: 0; AST Currently In Use: 0; AST Temp Closed: 0 | 0 | 0 | 3 | 19566-121-013986 | CAR WASH ASSOCIATES INC
43259 | Temporary Closed | 2006-02-01 | 1988-06-08 |  | Petroleum | Unleaded gasoline | Unleaded gasoline | Retail | Single Wall, Steel | Steel | Coated & cathodic protection (sti-P3) |  | Single Wall, Steel |  |  | Galvanic Cathodic | Catchment Basin, Single walled catchment basin | Automatic shutoff device At 95% full | Automatic shutoff device At 95% full | [11 empty] | UST Currently In Use: 0; UST Temp Close: 2; AST Currently In Use: 0; AST Temp Closed: 0 | 0 | 2 | 0 | 17831-127-015142 | ROBERT JACKSON
43260 | Temporary Closed | 2006-02-01 | 1988-06-08 |  | Petroleum | Premium gasoline | Premium gasoline | Retail | Single Wall, Steel | Steel | Coated & cathodic protection (sti-P3) |  | Single Wall, Steel |  |  | Galvanic Cathodic | Catchment Basin, Single walled catchment basin | Automatic shutoff device At 95% full | Automatic shutoff device At 95% full | [11 empty] | UST Currently In Use: 0; UST Temp Close: 2; AST Currently In Use: 0; AST Temp Closed: 0 | 0 | 2 | 0 | 17831-127-015142 | ROBERT JACKSON
43261 | Permanently Closed | 1993-04-11 | 1982-02-18 | 1993-04-11 | Petroleum | On road diesel | On road diesel |  | Steel | Steel |  | Painted or None | Steel |  | 1901-01-01 | [15 empty] | UST Currently In Use: 0; UST Temp Close: 0; AST Currently In Use: 0; AST Temp Closed: 0 | 0 | 0 | 1 | 17979-073-015812 | BIRMINGHAM WATER
43265 | Currently in Use |  | 1992-01-15 |  | Petroleum | Unleaded gasoline | Unleaded gasoline | Retail, State/Federal Government | Fiberglass reinforced plastic, DBL-WALL | Fiberglass reinforced plastic |  |  | Fiberglass reinforced plastic |  | 1901-01-01 |  | Catchment Basin, Single walled catchment basin | Audible high level alarm At 90% full, Flow Rest 90% Full | Flow Rest 90% Full | Interstitial Monitoring within Secondary Containment |  | Continuous Automatic Tank Gauge |  | Automatic flow restrictor (MLLD), Containment Sump | Containment Sump | Interstitial Monitoring within Secondary Containment |  | Annual line testing, Continuous alarm system | Continuous alarm system |  | UST Currently In Use: 3; UST Temp Close: 0; AST Currently In Use: 0; AST Temp Closed: 0 | 3 | 0 | 3 | 21888-123-001409 | WIND CREEK STATE PARK
43266 | Temporary Closed | 2019-06-25 | 1992-08-19 |  | Petroleum | Unleaded gasoline | Unleaded gasoline |  | Steel | Steel | Coated & cathodic protection (sti-P3) |  | Fiberglass reinforced plastic |  |  | Other, FLXS ISOLA | Catchment Basin, Single walled catchment basin | Flow Rest 90% Full | Flow Rest 90% Full |  |  | Statistical Inventory Reconciliation (SIR) | [8 empty] | UST Currently In Use: 0; UST Temp Close: 1; AST Currently In Use: 1; AST Temp Closed: 0 | 0 | 1 | 2 | 24932-049-000179 | JOE GRIGGS
43267 | Currently in Use |  | 1992-06-10 |  | Petroleum | Unleaded gasoline | Unleaded gasoline | Retail | Double Wall, Steel | Steel | Coated & cathodic protection (sti-P3) |  | Double Wall, Flexible | OPW |  |  | Catchment Basin, Single walled catchment basin | Flow Rest 90% Full | Flow Rest 90% Full |  |  | Statistical Inventory Reconciliation (SIR) |  | Automatic flow restrictor (MLLD), Containment Sump | Containment Sump |  |  | Statistical inventory reconciliation (SIR) | Statistical inventory reconciliation (SIR) |  | UST Currently In Use: 2; UST Temp Close: 0; AST Currently In Use: 0; AST Temp Closed: 0 | 2 | 0 | 5 | 14776-055-005725 | BROWN OIL CO INC
43269 | Currently in Use |  | 1992-06-10 |  | Petroleum | Premium gasoline | Premium gasoline | Retail | Double Wall, Steel | Steel | Coated & cathodic protection (sti-P3) |  | Double Wall, Flexible | OPW |  |  | Catchment Basin, Single walled catchment basin | Flow Rest 90% Full | Flow Rest 90% Full |  |  | Statistical Inventory Reconciliation (SIR) |  | Automatic flow restrictor (MLLD), Containment Sump | Containment Sump |  |  | Statistical inventory reconciliation (SIR) | Statistical inventory reconciliation (SIR) |  | UST Currently In Use: 2; UST Temp Close: 0; AST Currently In Use: 0; AST Temp Closed: 0 | 2 | 0 | 5 | 14776-055-005725 | BROWN OIL CO INC
43270 | Currently in Use |  | 1992-06-10 |  | Petroleum | On road diesel | On road diesel | Retail | Double Wall, Steel | Steel | Coated & cathodic protection (sti-P3) |  | Fiberglass reinforced plastic, Single Wall |  |  |  | Catchment Basin, Single walled catchment basin | Flow Rest 90% Full | Flow Rest 90% Full |  |  | Statistical Inventory Reconciliation (SIR) | [8 empty] | UST Currently In Use: 1; UST Temp Close: 0; AST Currently In Use: 0; AST Temp Closed: 0 | 1 | 0 | 0 | 21073-055-005725 | MISTY RAMSEY WATSON
43271 | Temporary Closed | 2008-08-07 | 1992-06-24 |  | Petroleum | Kerosene | Kerosene | Retail | Single Wall, Steel | Steel | Coated & cathodic protection (sti-P3) |  | Fiberglass reinforced plastic, Single Wall |  | 1901-01-01 |  | Catchment Basin, Single walled catchment basin | Flow Rest 90% Full | Flow Rest 90% Full |  |  | Other, Statistical Inventory Reconciliation (SIR) | [8 empty] | UST Currently In Use: 0; UST Temp Close: 5; AST Currently In Use: 0; AST Temp Closed: 0 | 0 | 5 | 1 | 25309-133-006098 | JIGAR AMIN
43272 | Permanently Closed | 2010-04-04 | 1992-04-20 | 2012-04-04 | Petroleum | Unleaded gasoline | Unleaded gasoline | Retail | Single Wall, Steel | Steel | Coated & cathodic protection (sti-P3) |  | Fiberglass reinforced plastic, Single Wall |  |  |  | Catchment Basin, Single walled catchment basin | Automatic shutoff device At 95% full, Flow Rest 90% Full | Flow Rest 90% Full |  |  | Continuous Automatic Tank Gauge |  | Automatic shutoff device (AELLD) | Automatic shutoff device (AELLD) | [5 empty] | UST Currently In Use: 2; UST Temp Close: 0; AST Currently In Use: 0; AST Temp Closed: 0 | 2 | 0 | 2 | 13343-127-015143 | MCCULLOUGH OIL COMPANY, INC.
43273 | Permanently Closed | 2010-04-04 | 1992-04-20 | 2012-04-04 | Petroleum | Premium gasoline | Premium gasoline | Retail | Single Wall, Steel | Steel | Coated & cathodic protection (sti-P3) |  | Fiberglass reinforced plastic, Single Wall |  |  |  | Catchment Basin, Single walled catchment basin | Automatic shutoff device At 95% full, Flow Rest 90% Full | Flow Rest 90% Full |  |  | Continuous Automatic Tank Gauge |  | Automatic shutoff device (AELLD) | Automatic shutoff device (AELLD) | [5 empty] | UST Currently In Use: 2; UST Temp Close: 0; AST Currently In Use: 0; AST Temp Closed: 0 | 2 | 0 | 2 | 13343-127-015143 | MCCULLOUGH OIL COMPANY, INC.
43274 | Permanently Closed | 1993-05-01 | 1971-01-01 | 1994-11-30 | Petroleum | Unleaded gasoline | Unleaded gasoline |  | Steel | Steel |  |  |  |  | 1901-01-01 | [15 empty] | UST Currently In Use: 0; UST Temp Close: 0; AST Currently In Use: 0; AST Temp Closed: 0 | 0 | 0 | 3 | 17833-057-015144 | LENARDS SERVICE STATION
43275 | Permanently Closed | 1993-05-01 | 1971-01-01 | 1994-11-30 | Petroleum | Unleaded gasoline | Unleaded gasoline |  | Steel | Steel |  |  |  |  | 1901-01-01 | [15 empty] | UST Currently In Use: 0; UST Temp Close: 0; AST Currently In Use: 0; AST Temp Closed: 0 | 0 | 0 | 3 | 17833-057-015144 | LENARDS SERVICE STATION
43276 | Permanently Closed | 1993-05-01 | 1971-01-01 | 1994-11-30 | Petroleum | Unleaded gasoline | Unleaded gasoline |  | Steel | Steel |  |  |  |  | 1901-01-01 | [15 empty] | UST Currently In Use: 0; UST Temp Close: 0; AST Currently In Use: 0; AST Temp Closed: 0 | 0 | 0 | 3 | 17833-057-015144 | LENARDS SERVICE STATION
43277 | Currently in Use |  | 1992-08-15 |  | Petroleum | Unleaded gasoline | Unleaded gasoline | Retail | Steel | Steel | Coated & cathodic protection (sti-P3) |  | Fiberglass reinforced plastic |  |  |  | Catchment Basin, Single walled catchment basin | Automatic shutoff device At 95% full | Automatic shutoff device At 95% full |  |  | Statistical Inventory Reconciliation (SIR) |  | Automatic flow restrictor (MLLD) | Automatic flow restrictor (MLLD) |  |  | Statistical inventory reconciliation (SIR) | Statistical inventory reconciliation (SIR) |  | UST Currently In Use: 1; UST Temp Close: 2; AST Currently In Use: 0; AST Temp Closed: 0 | 1 | 2 | 5 | 22987-097-005627 | THANH Q DUONG
43278 | Temporary Closed |  | 1992-08-15 | 1901-01-01 | Petroleum | Unleaded gasoline | Unleaded gasoline | [23 empty] | UST Currently In Use: 1; UST Temp Close: 2; AST Currently In Use: 0; AST Temp Closed: 0 | 1 | 2 | 5 | 22987-097-005627 | THANH Q DUONG
43279 | Temporary Closed | 2015-06-11 | 1992-08-15 |  | Petroleum | Premium gasoline | Premium gasoline | Retail | Steel | Steel | Coated & cathodic protection (sti-P3) |  | Fiberglass reinforced plastic |  |  |  | Catchment Basin, Single walled catchment basin | Flow Rest 90% Full | Flow Rest 90% Full |  |  | Statistical Inventory Reconciliation (SIR) |  | Automatic flow restrictor (MLLD) | Automatic flow restrictor (MLLD) |  |  | Statistical inventory reconciliation (SIR) | Statistical inventory reconciliation (SIR) |  | UST Currently In Use: 1; UST Temp Close: 2; AST Currently In Use: 0; AST Temp Closed: 0 | 1 | 2 | 5 | 22987-097-005627 | THANH Q DUONG
43280 | Permanently Closed | 1995-01-14 | 1987-05-12 | 1995-01-14 | Petroleum | Unleaded gasoline | Unleaded gasoline |  | Steel | Steel | Coated & cathodic protection (sti-P3) |  | Other, COPPER |  | 1901-01-01 | None | Catchment Basin, Single walled catchment basin | Flow Rest 90% Full | Flow Rest 90% Full |  |  | Manual Tank Gauging (only tanks 1000 gal. or less and 48” or 64” in diameter) | [8 empty] | UST Currently In Use: 0; UST Temp Close: 0; AST Currently In Use: 1; AST Temp Closed: 0 | 0 | 0 | 1 | 17744-097-015760 | AMERICAN RED CROSS
43282 | Currently in Use |  | 1992-06-18 |  | Petroleum | Unleaded gasoline | Unleaded gasoline | Bulk facility | Steel | Steel | Coated & cathodic protection (sti-P3) |  | Fiberglass reinforced plastic |  |  |  | Catchment Basin, Single walled catchment basin | Audible high level alarm At 90% full, Flow Rest 90% Full | Flow Rest 90% Full |  |  | Automatic Tank Gauge |  | Automatic flow restrictor (MLLD) | Automatic flow restrictor (MLLD) |  |  | Annual line testing | Annual line testing |  | UST Currently In Use: 5; UST Temp Close: 0; AST Currently In Use: 0; AST Temp Closed: 0 | 5 | 0 | 0 | 25058-101-015146 | PUMPELLY OIL AQUISITION, LLC
43283 | Currently in Use |  | 1992-06-18 |  | Petroleum | Unleaded gasoline | Unleaded gasoline | Bulk facility | Steel | Steel | Coated & cathodic protection (sti-P3) |  | Fiberglass reinforced plastic |  |  |  | Catchment Basin, Single walled catchment basin | Audible high level alarm At 90% full, Flow Rest 90% Full | Flow Rest 90% Full |  |  | Automatic Tank Gauge |  | Automatic flow restrictor (MLLD) | Automatic flow restrictor (MLLD) |  |  | Annual line testing | Annual line testing |  | UST Currently In Use: 5; UST Temp Close: 0; AST Currently In Use: 0; AST Temp Closed: 0 | 5 | 0 | 0 | 25058-101-015146 | PUMPELLY OIL AQUISITION, LLC
43284 | Currently in Use |  | 1992-06-18 |  | Petroleum | Kerosene | Kerosene | Bulk facility | Steel | Steel | Coated & cathodic protection (sti-P3) |  | Fiberglass reinforced plastic |  |  |  | Catchment Basin, Single walled catchment basin | Audible high level alarm At 90% full, Flow Rest 90% Full | Flow Rest 90% Full |  |  | Automatic Tank Gauge |  | Automatic flow restrictor (MLLD) | Automatic flow restrictor (MLLD) |  |  | Annual line testing | Annual line testing |  | UST Currently In Use: 5; UST Temp Close: 0; AST Currently In Use: 0; AST Temp Closed: 0 | 5 | 0 | 0 | 25058-101-015146 | PUMPELLY OIL AQUISITION, LLC
43285 | Currently in Use |  | 1992-06-18 |  | Petroleum | On road diesel | On road diesel | Bulk facility | Steel | Steel | Coated & cathodic protection (sti-P3) |  | Fiberglass reinforced plastic |  |  |  | Catchment Basin, Single walled catchment basin | Audible high level alarm At 90% full, Flow Rest 90% Full | Flow Rest 90% Full |  |  | Automatic Tank Gauge |  | Automatic flow restrictor (MLLD) | Automatic flow restrictor (MLLD) |  |  | Annual line testing | Annual line testing |  | UST Currently In Use: 5; UST Temp Close: 0; AST Currently In Use: 0; AST Temp Closed: 0 | 5 | 0 | 0 | 25058-101-015146 | PUMPELLY OIL AQUISITION, LLC
43286 | Currently in Use |  | 1992-06-18 |  | Petroleum | On road diesel | On road diesel | Bulk facility, Retail | Steel | Steel | Coated & cathodic protection (sti-P3) |  | Fiberglass reinforced plastic |  |  |  | Catchment Basin, Single walled catchment basin | Audible high level alarm At 90% full, Flow Rest 90% Full | Flow Rest 90% Full |  |  | Automatic Tank Gauge |  | Automatic flow restrictor (MLLD) | Automatic flow restrictor (MLLD) |  |  | Annual line testing | Annual line testing |  | UST Currently In Use: 5; UST Temp Close: 0; AST Currently In Use: 0; AST Temp Closed: 0 | 5 | 0 | 0 | 25058-101-015146 | PUMPELLY OIL AQUISITION, LLC
43287 | Currently in Use |  | 1991-09-01 |  | Petroleum | Unleaded gasoline | Unleaded gasoline | Retail | Fiberglass reinforced plastic | Fiberglass reinforced plastic |  |  | Fiberglass reinforced plastic, Single Wall |  | 1901-01-01 |  | Catchment Basin, Single walled catchment basin | Flow Rest 90% Full | Flow Rest 90% Full |  |  | Continuous Automatic Tank Gauge |  | Automatic flow restrictor (MLLD), Containment Sump | Containment Sump |  |  | Annual line testing | Annual line testing |  | UST Currently In Use: 3; UST Temp Close: 0; AST Currently In Use: 0; AST Temp Closed: 0 | 3 | 0 | 4 | 23404-051-007871 | RIVERSIDE LLC
43288 | Currently in Use |  | 1991-09-01 |  | Petroleum | Premium gasoline | Premium gasoline | Retail | Fiberglass reinforced plastic | Fiberglass reinforced plastic |  |  | Fiberglass reinforced plastic, Single Wall |  | 1901-01-01 |  | Catchment Basin, Single walled catchment basin | Flow Rest 90% Full | Flow Rest 90% Full |  |  | Continuous Automatic Tank Gauge |  | Automatic flow restrictor (MLLD), Containment Sump | Containment Sump |  |  | Annual line testing | Annual line testing |  | UST Currently In Use: 3; UST Temp Close: 0; AST Currently In Use: 0; AST Temp Closed: 0 | 3 | 0 | 4 | 23404-051-007871 | RIVERSIDE LLC
43289 | Currently in Use |  | 1991-09-01 |  | Petroleum | On road diesel | On road diesel | Retail | Fiberglass reinforced plastic | Fiberglass reinforced plastic |  |  | Fiberglass reinforced plastic, Single Wall |  | 1901-01-01 | None | Catchment Basin, Single walled catchment basin | Flow Rest 90% Full | Flow Rest 90% Full |  |  | Continuous Automatic Tank Gauge |  | Automatic flow restrictor (MLLD), Containment Sump | Containment Sump |  |  | Annual line testing | Annual line testing |  | UST Currently In Use: 3; UST Temp Close: 0; AST Currently In Use: 0; AST Temp Closed: 0 | 3 | 0 | 4 | 23404-051-007871 | RIVERSIDE LLC
43290 | Currently in Use |  | 1992-07-01 |  | Petroleum | Unleaded gasoline | Unleaded gasoline | Retail | Single Wall, Steel | Steel | Coated & cathodic protection (sti-P3), Field installed cathodic protection |  | Fiberglass reinforced plastic, Single Wall |  |  |  | Catchment Basin, Single walled catchment basin | Flow Rest 90% Full | Flow Rest 90% Full |  |  | Continuous Automatic Tank Gauge |  | Automatic shutoff device (AELLD) | Automatic shutoff device (AELLD) |  |  | Automatic electronic line leak detector (AELLD) | Automatic electronic line leak detector (AELLD) |  | UST Currently In Use: 2; UST Temp Close: 0; AST Currently In Use: 0; AST Temp Closed: 0 | 2 | 0 | 0 | 15201-089-015768 | VULCAN OIL COMPANY INC.
43291 | Currently in Use |  | 1992-07-01 |  | Petroleum | Mid-grade gasoline | Mid-grade gasoline | Retail | Single Wall, Steel | Steel | Coated & cathodic protection (sti-P3), Field installed cathodic protection |  | Fiberglass reinforced plastic, Single Wall |  |  |  | Catchment Basin, Single walled catchment basin | Flow Rest 90% Full | Flow Rest 90% Full |  |  | Continuous Automatic Tank Gauge |  | Automatic shutoff device (AELLD) | Automatic shutoff device (AELLD) | [5 empty] | UST Currently In Use: 2; UST Temp Close: 0; AST Currently In Use: 0; AST Temp Closed: 0 | 2 | 0 | 0 | 15201-089-015768 | VULCAN OIL COMPANY INC.
43292 | Permanently Closed | 1998-01-01 | 1992-08-31 | 1998-01-01 | Petroleum | Unleaded gasoline | Unleaded gasoline |  | Steel | Steel | Coated & cathodic protection (sti-P3) |  | Fiberglass reinforced plastic |  | 1901-01-01 | None | Catchment Basin, Single walled catchment basin | Flow Rest 90% Full | Flow Rest 90% Full | Interstitial Monitoring within Secondary Containment | [10 empty] | UST Currently In Use: 0; UST Temp Close: 0; AST Currently In Use: 0; AST Temp Closed: 0 | 0 | 0 | 1 | 17834-051-003651 | W T DOZIER FARM
43293 | Currently in Use |  | 1992-08-01 |  | Petroleum | Unleaded gasoline | Unleaded gasoline | Retail | Steel | Steel | Coated & cathodic protection (sti-P3) |  | Fiberglass reinforced plastic, Steel, STL @ SUMP |  |  | Galvanic Cathodic, FLXS ISOLA | Catchment Basin, Single walled catchment basin | Automatic shutoff device At 95% full | Automatic shutoff device At 95% full |  |  | Statistical Inventory Reconciliation (SIR) |  | Automatic flow restrictor (MLLD) | Automatic flow restrictor (MLLD) |  |  | Statistical inventory reconciliation (SIR) | Statistical inventory reconciliation (SIR) |  | UST Currently In Use: 1; UST Temp Close: 0; AST Currently In Use: 0; AST Temp Closed: 0 | 1 | 0 | 0 | 11576-107-015147 | DUTCH OIL COMPANY
43294 | Currently in Use |  | 1990-07-30 |  | Petroleum | On road diesel | On road diesel | Emergency power generator | Fiberglass reinforced plastic | Fiberglass reinforced plastic |  |  | Fiberglass reinforced plastic |  | 1901-01-01 | None | Catchment Basin, Single walled catchment basin | Audible high level alarm At 90% full, Flow Rest 90% Full | Flow Rest 90% Full |  |  | Automatic Tank Gauge | [8 empty] | UST Currently In Use: 1; UST Temp Close: 0; AST Currently In Use: 0; AST Temp Closed: 0 | 1 | 0 | 1 | 12482-101-012551 | BAPTIST MEDICAL CENTER EAST
43295 | Currently in Use |  | 1991-07-01 |  | Petroleum | Unleaded gasoline | Unleaded gasoline | Retail | Fiberglass reinforced plastic | Fiberglass reinforced plastic |  |  | Fiberglass reinforced plastic |  | 1901-01-01 |  | Catchment Basin, Single walled catchment basin | Flow Rest 90% Full | Flow Rest 90% Full |  |  | Continuous Automatic Tank Gauge |  | Automatic flow restrictor (MLLD) | Automatic flow restrictor (MLLD) |  |  | Annual line testing | Annual line testing |  | UST Currently In Use: 5; UST Temp Close: 0; AST Currently In Use: 0; AST Temp Closed: 0 | 5 | 0 | 0 | 13526-125-015145 | MOORE OIL COMPANY, INC.
43296 | Currently in Use |  | 1991-07-01 |  | Petroleum | Mid-grade gasoline | Mid-grade gasoline | Retail | Fiberglass reinforced plastic | Fiberglass reinforced plastic |  |  | Fiberglass reinforced plastic |  | 1901-01-01 |  | Catchment Basin, Single walled catchment basin | Flow Rest 90% Full | Flow Rest 90% Full |  |  | Continuous Automatic Tank Gauge |  | Automatic flow restrictor (MLLD) | Automatic flow restrictor (MLLD) |  |  | Annual line testing | Annual line testing |  | UST Currently In Use: 5; UST Temp Close: 0; AST Currently In Use: 0; AST Temp Closed: 0 | 5 | 0 | 0 | 13526-125-015145 | MOORE OIL COMPANY, INC.
43297 | Currently in Use |  | 1991-07-01 |  | Petroleum | Premium gasoline | Premium gasoline | Retail | Fiberglass reinforced plastic | Fiberglass reinforced plastic |  |  | Fiberglass reinforced plastic |  | 1901-01-01 |  | Catchment Basin, Single walled catchment basin | Flow Rest 90% Full | Flow Rest 90% Full |  |  | Continuous Automatic Tank Gauge |  | Automatic flow restrictor (MLLD) | Automatic flow restrictor (MLLD) |  |  | Annual line testing | Annual line testing |  | UST Currently In Use: 5; UST Temp Close: 0; AST Currently In Use: 0; AST Temp Closed: 0 | 5 | 0 | 0 | 13526-125-015145 | MOORE OIL COMPANY, INC.
43298 | Currently in Use |  | 1991-07-01 |  | Petroleum | On road diesel | On road diesel | Retail | Fiberglass reinforced plastic | Fiberglass reinforced plastic |  |  | Fiberglass reinforced plastic |  | 1901-01-01 |  | Catchment Basin, Single walled catchment basin | Flow Rest 90% Full | Flow Rest 90% Full |  |  | Continuous Automatic Tank Gauge |  | Automatic flow restrictor (MLLD) | Automatic flow restrictor (MLLD) |  |  | Annual line testing | Annual line testing |  | UST Currently In Use: 5; UST Temp Close: 0; AST Currently In Use: 0; AST Temp Closed: 0 | 5 | 0 | 0 | 13526-125-015145 | MOORE OIL COMPANY, INC.
43299 | Currently in Use |  | 1991-07-01 |  | Petroleum | Kerosene | Kerosene | Retail | Fiberglass reinforced plastic | Fiberglass reinforced plastic |  |  | Fiberglass reinforced plastic |  | 1901-01-01 |  | Catchment Basin, Single walled catchment basin | Flow Rest 90% Full | Flow Rest 90% Full |  |  | Continuous Automatic Tank Gauge |  | Automatic flow restrictor (MLLD) | Automatic flow restrictor (MLLD) |  |  | Annual line testing | Annual line testing |  | UST Currently In Use: 5; UST Temp Close: 0; AST Currently In Use: 0; AST Temp Closed: 0 | 5 | 0 | 0 | 13526-125-015145 | MOORE OIL COMPANY, INC.
43300 | Currently in Use |  | 1991-12-19 |  | Petroleum | Unleaded gasoline | Unleaded gasoline | Retail | Steel | Steel | Coated & cathodic protection (sti-P3) |  | Fiberglass reinforced plastic |  |  |  | Catchment Basin, Single walled catchment basin | Flow Rest 90% Full | Flow Rest 90% Full |  |  | Continuous Automatic Tank Gauge |  | Automatic shutoff device (AELLD) | Automatic shutoff device (AELLD) | [5 empty] | UST Currently In Use: 3; UST Temp Close: 0; AST Currently In Use: 0; AST Temp Closed: 0 | 3 | 0 | 0 | 24294-101-005324 | JAI SANTOSHI MAA LLC
43301 | Currently in Use |  | 1991-12-19 |  | Petroleum | Unleaded gasoline | Unleaded gasoline | Retail | Steel | Steel | Coated & cathodic protection (sti-P3) |  | Fiberglass reinforced plastic |  |  |  | Catchment Basin, Single walled catchment basin | Flow Rest 90% Full | Flow Rest 90% Full |  |  | Continuous Automatic Tank Gauge |  | Automatic shutoff device (AELLD) | Automatic shutoff device (AELLD) | [5 empty] | UST Currently In Use: 3; UST Temp Close: 0; AST Currently In Use: 0; AST Temp Closed: 0 | 3 | 0 | 0 | 24294-101-005324 | JAI SANTOSHI MAA LLC
43302 | Currently in Use |  | 1991-12-19 |  | Petroleum | Unleaded gasoline | Unleaded gasoline | Retail | Steel | Steel | Coated & cathodic protection (sti-P3) |  | Fiberglass reinforced plastic |  |  |  | Catchment Basin, Single walled catchment basin | Flow Rest 90% Full | Flow Rest 90% Full |  |  | Continuous Automatic Tank Gauge |  | Automatic shutoff device (AELLD) | Automatic shutoff device (AELLD) | [5 empty] | UST Currently In Use: 3; UST Temp Close: 0; AST Currently In Use: 0; AST Temp Closed: 0 | 3 | 0 | 0 | 24294-101-005324 | JAI SANTOSHI MAA LLC
43303 | Currently in Use |  | 1992-09-02 |  | Petroleum | On road diesel | On road diesel | Retail | Single Wall, Steel | Steel | Field installed cathodic protection |  | Fiberglass reinforced plastic, Single Wall |  |  | Other, FLXS ISOLA | Catchment Basin, Single walled catchment basin | Automatic shutoff device At 95% full, Flow Rest 90% Full | Flow Rest 90% Full |  |  | Continuous Automatic Tank Gauge | [8 empty] | UST Currently In Use: 4; UST Temp Close: 0; AST Currently In Use: 1; AST Temp Closed: 0 | 4 | 0 | 0 | 25716-115-011729 | 411 PACKAGE INC
43304 | Permanently Closed | 1996-05-01 | 1911-01-01 | 1999-09-16 | Petroleum | Kerosene | Kerosene | Retail | [6 empty] | 1901-01-01 | [15 empty] | UST Currently In Use: 0; UST Temp Close: 0; AST Currently In Use: 0; AST Temp Closed: 0 | 0 | 0 | 4 | 17133-077-005923 | DENNIS WALLACE
43305 | Permanently Closed | 1996-05-01 | 1911-01-01 | 1999-09-16 | Petroleum | On road diesel | On road diesel | Retail | [6 empty] | 1901-01-01 | [15 empty] | UST Currently In Use: 0; UST Temp Close: 0; AST Currently In Use: 0; AST Temp Closed: 0 | 0 | 0 | 4 | 17133-077-005923 | DENNIS WALLACE
43306 | Currently in Use | 2019-05-08 | 1992-07-18 |  | Petroleum | Unleaded gasoline | Unleaded gasoline | Retail | Steel | Steel | Coated & cathodic protection (sti-P3) |  | Fiberglass reinforced plastic |  | 1901-01-01 |  | Catchment Basin, Single walled catchment basin | Flow Rest 90% Full | Flow Rest 90% Full |  |  | Automatic Tank Gauge |  | Automatic flow restrictor (MLLD), Containment Sump | Containment Sump |  |  | Annual line testing | Annual line testing |  | UST Currently In Use: 3; UST Temp Close: 0; AST Currently In Use: 0; AST Temp Closed: 0 | 3 | 0 | 0 | 23242-097-015761 | HUSAIN ABDULLA
43307 | Currently in Use | 2019-05-08 | 1992-07-18 |  | Petroleum | Premium gasoline | Premium gasoline | Retail | Steel | Steel | Coated & cathodic protection (sti-P3) |  | Fiberglass reinforced plastic |  | 1901-01-01 |  | Catchment Basin, Single walled catchment basin | Flow Rest 90% Full | Flow Rest 90% Full |  |  | Automatic Tank Gauge |  | Automatic flow restrictor (MLLD), Containment Sump | Containment Sump |  |  | Annual line testing | Annual line testing |  | UST Currently In Use: 3; UST Temp Close: 0; AST Currently In Use: 0; AST Temp Closed: 0 | 3 | 0 | 0 | 23242-097-015761 | HUSAIN ABDULLA
43309 | Currently in Use | 2019-05-08 | 1992-07-18 |  | Petroleum | On road diesel | On road diesel | Retail | Steel | Steel | Coated & cathodic protection (sti-P3) |  | Fiberglass reinforced plastic |  | 1901-01-01 |  | Catchment Basin, Single walled catchment basin | Flow Rest 90% Full | Flow Rest 90% Full |  |  | Automatic Tank Gauge |  | Automatic flow restrictor (MLLD), Containment Sump | Containment Sump |  |  | Annual line testing | Annual line testing |  | UST Currently In Use: 3; UST Temp Close: 0; AST Currently In Use: 0; AST Temp Closed: 0 | 3 | 0 | 0 | 23242-097-015761 | HUSAIN ABDULLA
43310 | Currently in Use |  | 1988-06-29 |  | Petroleum | On road diesel | On road diesel | Emergency power generator | Steel | Steel | Coated & cathodic protection (sti-P3) |  | Steel |  |  | Galvanic Cathodic | Catchment Basin, Single walled catchment basin | Automatic shutoff device At 95% full | Automatic shutoff device At 95% full |  |  | Automatic Tank Gauge | [8 empty] | UST Currently In Use: 1; UST Temp Close: 0; AST Currently In Use: 0; AST Temp Closed: 0 | 1 | 0 | 0 | 17745-097-015762 | PREMIER MEDICAL EYE EAR NOSE THROAT
43311 | Permanently Closed | 1998-02-01 | 1991-08-27 | 1998-05-28 | Petroleum | Unleaded gasoline | Unleaded gasoline | State/federal government | Fiberglass reinforced plastic | Fiberglass reinforced plastic |  |  | Fiberglass reinforced plastic |  | 1901-01-01 | None | Catchment Basin, Single walled catchment basin | Flow Rest 90% Full | Flow Rest 90% Full | Interstitial Monitoring within Secondary Containment |  | Automatic Tank Gauge | [8 empty] | UST Currently In Use: 0; UST Temp Close: 0; AST Currently In Use: 0; AST Temp Closed: 0 | 0 | 0 | 2 | 15102-125-011121 | UNITED STATES POSTAL SERVICE
43312 | Permanently Closed | 1997-03-01 | 1983-06-10 | 1997-09-09 | Petroleum | Unleaded gasoline | Unleaded gasoline |  | Steel | Steel |  | Painted or None | Steel |  | 1901-01-01 | None |  | Flow Rest 90% Full | Flow Rest 90% Full | [8 empty] | Annual line testing | Annual line testing |  | UST Currently In Use: 0; UST Temp Close: 0; AST Currently In Use: 0; AST Temp Closed: 0 | 0 | 0 | 5 | 13447-125-007723 | MILLER GROCERY INC
43313 | Permanently Closed | 1997-03-01 | 1983-06-10 | 1997-09-09 | Petroleum | Unleaded gasoline | Unleaded gasoline |  | Steel | Steel |  | Painted or None | Steel |  | 1901-01-01 | None |  | Flow Rest 90% Full | Flow Rest 90% Full | [8 empty] | Annual line testing | Annual line testing |  | UST Currently In Use: 0; UST Temp Close: 0; AST Currently In Use: 0; AST Temp Closed: 0 | 0 | 0 | 5 | 13447-125-007723 | MILLER GROCERY INC
43314 | Permanently Closed | 1997-03-01 | 1983-06-10 | 1997-09-09 | Petroleum | On road diesel | On road diesel |  | Steel | Steel |  | Painted or None | Steel |  | 1901-01-01 | None |  | Flow Rest 90% Full | Flow Rest 90% Full | [8 empty] | Annual line testing | Annual line testing |  | UST Currently In Use: 0; UST Temp Close: 0; AST Currently In Use: 0; AST Temp Closed: 0 | 0 | 0 | 5 | 13447-125-007723 | MILLER GROCERY INC
43315 | Permanently Closed | 1997-03-01 | 1983-06-10 | 1997-09-09 | Petroleum | Kerosene | Kerosene |  | Steel | Steel |  | Painted or None | Steel |  | 1901-01-01 | None |  | Flow Rest 90% Full | Flow Rest 90% Full | [8 empty] | Annual line testing | Annual line testing |  | UST Currently In Use: 0; UST Temp Close: 0; AST Currently In Use: 0; AST Temp Closed: 0 | 0 | 0 | 5 | 13447-125-007723 | MILLER GROCERY INC
43316 | Permanently Closed | 1997-01-01 | 1988-08-05 | 1994-05-20 | Petroleum | On road diesel | On road diesel |  | Steel | Steel |  | Painted or None | Steel |  | 1901-01-01 | None | [14 empty] | UST Currently In Use: 0; UST Temp Close: 0; AST Currently In Use: 5; AST Temp Closed: 0 | 0 | 0 | 1 | 17859-033-015769 | SHOAL WESTERN GASOLINE HAROLD HATTON
43322 | Temporary Closed | 2018-03-18 | 1992-10-22 |  | Petroleum | Premium gasoline | Premium gasoline | Retail | Single Wall, Steel | Steel | Coated & cathodic protection (sti-P3) |  | Fiberglass reinforced plastic, Single Wall |  |  |  | Catchment Basin, Single walled catchment basin | Flow Rest 90% Full | Flow Rest 90% Full |  |  | Statistical Inventory Reconciliation (SIR) | [8 empty] | UST Currently In Use: 0; UST Temp Close: 3; AST Currently In Use: 0; AST Temp Closed: 0 | 0 | 3 | 0 | 17841-093-012385 | JAMES HOLLIS
43323 | Temporary Closed | 2018-03-18 | 1992-10-22 |  | Petroleum | Unleaded gasoline | Unleaded gasoline | Retail | Single Wall, Steel | Steel | Coated & cathodic protection (sti-P3) |  | Fiberglass reinforced plastic, Single Wall |  |  |  | Catchment Basin, Single walled catchment basin | Flow Rest 90% Full | Flow Rest 90% Full |  |  | Statistical Inventory Reconciliation (SIR) | [8 empty] | UST Currently In Use: 0; UST Temp Close: 3; AST Currently In Use: 0; AST Temp Closed: 0 | 0 | 3 | 0 | 17841-093-012385 | JAMES HOLLIS
43324 | Temporary Closed | 2018-03-18 | 1992-10-22 |  | Petroleum | Mid-grade gasoline | Mid-grade gasoline | Retail | Single Wall, Steel | Steel | Coated & cathodic protection (sti-P3) |  | Fiberglass reinforced plastic, Single Wall |  |  |  | Catchment Basin, Single walled catchment basin | Flow Rest 90% Full | Flow Rest 90% Full |  |  | Statistical Inventory Reconciliation (SIR) | [8 empty] | UST Currently In Use: 0; UST Temp Close: 3; AST Currently In Use: 0; AST Temp Closed: 0 | 0 | 3 | 0 | 17841-093-012385 | JAMES HOLLIS
43328 | Temporary Closed | 2011-12-28 | 1992-07-03 |  | Petroleum | Unleaded gasoline | Unleaded gasoline | Retail | Steel | Steel | Coated & cathodic protection (sti-P3) |  | Fiberglass reinforced plastic |  |  | None | Catchment Basin, Single walled catchment basin | Flow Rest 90% Full | Flow Rest 90% Full |  |  | Statistical Inventory Reconciliation (SIR) | [8 empty] | UST Currently In Use: 0; UST Temp Close: 1; AST Currently In Use: 0; AST Temp Closed: 0 | 0 | 1 | 3 | 17088-107-006502 | W E HUDSON
43329 | Permanently Closed | 2018-10-01 | 1982-09-10 | 2019-01-14 | Petroleum | Unleaded gasoline | Unleaded gasoline | Retail | Steel | Steel | Field installed cathodic protection |  | Steel |  | 1901-01-01 | Field installed cathodic protection | Catchment Basin, Single walled catchment basin | Automatic shutoff device At 95% full | Automatic shutoff device At 95% full |  |  | Statistical Inventory Reconciliation (SIR) | [8 empty] | UST Currently In Use: 0; UST Temp Close: 0; AST Currently In Use: 0; AST Temp Closed: 0 | 0 | 0 | 2 | 25479-001-015149 | RANDY SILAS
43330 | Permanently Closed | 2018-11-16 | 1982-09-10 | 2019-01-14 | Petroleum | Mid-grade gasoline | Mid-grade gasoline | Retail | Steel | Steel | Field installed cathodic protection |  | Steel |  | 1901-01-01 | Field installed cathodic protection | Catchment Basin, Single walled catchment basin | Automatic shutoff device At 95% full | Automatic shutoff device At 95% full |  |  | Statistical Inventory Reconciliation (SIR) | [8 empty] | UST Currently In Use: 0; UST Temp Close: 0; AST Currently In Use: 0; AST Temp Closed: 0 | 0 | 0 | 2 | 25479-001-015149 | RANDY SILAS
43331 | Permanently Closed | 1991-02-01 | 1987-06-24 | 1994-09-20 | Petroleum | Unleaded gasoline | Unleaded gasoline | Retail | Steel | Steel | Coated & cathodic protection (sti-P3) |  | Steel |  | 1901-01-01 |  |  | Flow Rest 90% Full | Flow Rest 90% Full | [8 empty] | Annual line testing | Annual line testing |  | UST Currently In Use: 0; UST Temp Close: 0; AST Currently In Use: 0; AST Temp Closed: 0 | 0 | 0 | 3 | 12991-093-015148 | KRUPP OIL CO INC
43332 | Permanently Closed | 1991-02-01 | 1987-06-24 | 1994-09-20 | Petroleum | Unleaded gasoline | Unleaded gasoline | Retail | Steel | Steel | Coated & cathodic protection (sti-P3) |  | Steel |  | 1901-01-01 |  |  | Flow Rest 90% Full | Flow Rest 90% Full | [8 empty] | Annual line testing | Annual line testing |  | UST Currently In Use: 0; UST Temp Close: 0; AST Currently In Use: 0; AST Temp Closed: 0 | 0 | 0 | 3 | 12991-093-015148 | KRUPP OIL CO INC
43333 | Permanently Closed | 1991-02-01 | 1987-06-24 | 1994-09-20 | Petroleum | Unleaded gasoline | Unleaded gasoline | Retail | Steel | Steel | Coated & cathodic protection (sti-P3) |  | Steel |  | 1901-01-01 |  |  | Flow Rest 90% Full | Flow Rest 90% Full | [8 empty] | Annual line testing | Annual line testing |  | UST Currently In Use: 0; UST Temp Close: 0; AST Currently In Use: 0; AST Temp Closed: 0 | 0 | 0 | 3 | 12991-093-015148 | KRUPP OIL CO INC
43334 | Currently in Use |  | 1992-10-09 |  | Petroleum | Unleaded gasoline | Unleaded gasoline | Industrial, State/Federal Government | Fiberglass reinforced plastic | Fiberglass reinforced plastic |  |  | Fiberglass reinforced plastic |  | 1901-01-01 |  | Catchment Basin, Single walled catchment basin | Flow Rest 90% Full | Flow Rest 90% Full |  |  | Automatic Tank Gauge |  | Automatic flow restrictor (MLLD), Containment Sump | Containment Sump |  |  | Annual line testing | Annual line testing |  | UST Currently In Use: 1; UST Temp Close: 0; AST Currently In Use: 0; AST Temp Closed: 0 | 1 | 0 | 1 | 15115-125-015713 | UNIV OF ALABAMA HEALTH AND SAFETY
43335 | Cannot Locate or abandoned | 2003-01-21 | 1992-05-29 |  | Petroleum | Unleaded gasoline | Unleaded gasoline | Retail | Steel | Steel | Coated & cathodic protection (sti-P3) |  | Fiberglass reinforced plastic |  | 1901-01-01 | None | Catchment Basin, Single walled catchment basin | Flow Rest 90% Full | Flow Rest 90% Full | [11 empty] | UST Currently In Use: 0; UST Temp Close: 0; AST Currently In Use: 0; AST Temp Closed: 0 | 0 | 0 | 0 | 20937-085-015714 | RAYENETTA TAYLOR
43336 | Permanently Closed | 1998-12-21 | 1984-04-01 | 1999-02-08 | Petroleum | Unleaded gasoline | Unleaded gasoline | Industrial | Steel | Steel |  |  | Steel |  | 1901-01-01 |  |  | Flow Rest 90% Full | Flow Rest 90% Full | [8 empty] | Annual line testing | Annual line testing |  | UST Currently In Use: 0; UST Temp Close: 0; AST Currently In Use: 0; AST Temp Closed: 0 | 0 | 0 | 1 | 17844-101-015715 | LONG ELECTRIC CO INC
43337 | Cannot Locate or abandoned | 1994-06-02 | 1901-01-01 |  | Petroleum | Unleaded gasoline | Unleaded gasoline | Retail | Steel | Steel |  |  | Steel |  | 1901-01-01 |  | Catchment Basin, Single walled catchment basin | [13 empty] | UST Currently In Use: 0; UST Temp Close: 0; AST Currently In Use: 0; AST Temp Closed: 0 | 0 | 0 | 0 | 15923-001-002905 | MACARTHUR DAVIS
43338 | Cannot Locate or abandoned | 1994-06-02 | 1901-01-01 |  | Petroleum | Unleaded gasoline | Unleaded gasoline | Retail | Steel | Steel |  |  | Steel |  | 1901-01-01 | None | [14 empty] | UST Currently In Use: 0; UST Temp Close: 0; AST Currently In Use: 0; AST Temp Closed: 0 | 0 | 0 | 0 | 15923-001-002905 | MACARTHUR DAVIS
43339 | Cannot Locate or abandoned | 1994-06-02 | 1901-01-01 |  | Petroleum | On road diesel | On road diesel | Retail | Steel | Steel |  |  | Steel |  | 1901-01-01 | None | [14 empty] | UST Currently In Use: 0; UST Temp Close: 0; AST Currently In Use: 0; AST Temp Closed: 0 | 0 | 0 | 0 | 15923-001-002905 | MACARTHUR DAVIS
43341 | Permanently Closed | 1993-10-29 | 1992-05-27 | 1993-10-29 | Petroleum | Unleaded gasoline | Unleaded gasoline | Bulk facility | Fiberglass reinforced plastic | Fiberglass reinforced plastic |  |  |  |  | 1901-01-01 |  | Catchment Basin, Single walled catchment basin | Audible high level alarm At 90% full, Flow Rest 90% Full | Flow Rest 90% Full |  |  | Automatic Tank Gauge |  |  |  |  | INTERSTITIAL BARRIER |  |  |  | UST Currently In Use: 0; UST Temp Close: 0; AST Currently In Use: 0; AST Temp Closed: 0 | 0 | 0 | 2 | 14462-073-012083 | BELLSOUTH TELECOMM. DBA AT&T ALA.
43342 | Permanently Closed | 2013-02-14 | 1992-02-27 | 2017-08-10 | Petroleum | On road diesel | On road diesel | Emergency power generator | Fiberglass reinforced plastic | Fiberglass reinforced plastic |  |  | Steel |  |  | Galvanic Cathodic | Catchment Basin, Single walled catchment basin | Flow Rest 90% Full | Flow Rest 90% Full |  |  | Other | [8 empty] | UST Currently In Use: 0; UST Temp Close: 0; AST Currently In Use: 0; AST Temp Closed: 0 | 0 | 0 | 3 | 23933-115-001913 | ST CLAIR COUNTY
43343 | Currently in Use |  | 1991-05-15 |  | Petroleum | On road diesel | On road diesel | Industrial | Fiberglass reinforced plastic, Single Wall | Single Wall |  |  | Double Wall, Fiberglass reinforced plastic, 2 PIECES |  | 1901-01-01 |  | Catchment Basin, Single walled catchment basin | Automatic shutoff device At 95% full | Automatic shutoff device At 95% full |  |  | Continuous Automatic Tank Gauge |  | Containment Sump, Sump sensor relayed to automatically shut off submersible pump | Sump sensor relayed to automatically shut off submersible pump | Interstitial Monitoring within Secondary Containment | SENSOR TO ATG | Continuous alarm system | Continuous alarm system |  | UST Currently In Use: 1; UST Temp Close: 0; AST Currently In Use: 2; AST Temp Closed: 0 | 1 | 0 | 3 | 12228-073-002345 | HANNA TRUCK LINE INC
43344 | Currently in Use |  | 1982-07-24 |  | Petroleum | Unleaded gasoline | Unleaded gasoline | Retail | Single Wall, Steel | Steel | Coated & cathodic protection (sti-P3), Field installed cathodic protection |  | Single Wall, Steel |  |  | Field installed cathodic protection | Catchment Basin, Single walled catchment basin | Automatic shutoff device At 95% full | Automatic shutoff device At 95% full |  |  | Statistical Inventory Reconciliation (SIR) |  | Automatic flow restrictor (MLLD) | Automatic flow restrictor (MLLD) |  |  | Statistical inventory reconciliation (SIR) | Statistical inventory reconciliation (SIR) |  | UST Currently In Use: 2; UST Temp Close: 0; AST Currently In Use: 0; AST Temp Closed: 0 | 2 | 0 | 0 | 25721-073-015824 | UNIQUE INVESTMENT LLC
43345 | Currently in Use |  | 1982-07-24 |  | Petroleum | Other, NONETHANOL | Other | Retail | Single Wall, Steel | Steel | Coated & cathodic protection (sti-P3), Field installed cathodic protection |  | Single Wall, Steel |  |  | Field installed cathodic protection | Catchment Basin, Single walled catchment basin | Automatic shutoff device At 95% full | Automatic shutoff device At 95% full |  |  | Statistical Inventory Reconciliation (SIR) |  | Automatic flow restrictor (MLLD) | Automatic flow restrictor (MLLD) |  |  | Statistical inventory reconciliation (SIR) | Statistical inventory reconciliation (SIR) |  | UST Currently In Use: 2; UST Temp Close: 0; AST Currently In Use: 0; AST Temp Closed: 0 | 2 | 0 | 0 | 25721-073-015824 | UNIQUE INVESTMENT LLC
43346 | Currently in Use |  | 1988-07-08 |  | Petroleum | On road diesel | On road diesel | Industrial | Fiberglass reinforced plastic | Fiberglass reinforced plastic |  |  | Fiberglass reinforced plastic |  | 1901-01-01 |  | Catchment Basin, Single walled catchment basin | Flow Rest 90% Full | Flow Rest 90% Full |  |  | Continuous Automatic Tank Gauge |  | Automatic flow restrictor (MLLD) | Automatic flow restrictor (MLLD) |  |  | Annual line testing | Annual line testing |  | UST Currently In Use: 3; UST Temp Close: 0; AST Currently In Use: 0; AST Temp Closed: 0 | 3 | 0 | 0 | 23465-097-015763 | EVERGREEN TRANSPORT LLC
43347 | Currently in Use |  | 1988-07-08 |  | Petroleum | Virgin oil | Virgin oil | Industrial | Fiberglass reinforced plastic | Fiberglass reinforced plastic |  |  | Fiberglass reinforced plastic |  | 1901-01-01 |  | Catchment Basin, Single walled catchment basin | Flow Rest 90% Full | Flow Rest 90% Full |  |  | Continuous Automatic Tank Gauge | [8 empty] | UST Currently In Use: 3; UST Temp Close: 0; AST Currently In Use: 0; AST Temp Closed: 0 | 3 | 0 | 0 | 23465-097-015763 | EVERGREEN TRANSPORT LLC
43348 | Currently in Use |  | 1988-07-08 |  | Petroleum | Used oil | Used oil | Industrial | Fiberglass reinforced plastic | Fiberglass reinforced plastic |  |  | Fiberglass reinforced plastic |  | 1901-01-01 |  | Catchment Basin, EXEMPT | Flow Rest 90% Full, EXEMPT | Flow Rest 90% Full |  |  | Continuous Automatic Tank Gauge | [8 empty] | UST Currently In Use: 3; UST Temp Close: 0; AST Currently In Use: 0; AST Temp Closed: 0 | 3 | 0 | 0 | 23465-097-015763 | EVERGREEN TRANSPORT LLC
43349 | Permanently Closed | 2001-12-22 | 1992-10-10 | 2003-03-26 | Petroleum | Unleaded gasoline | Unleaded gasoline | Retail | Steel | Steel | Coated & cathodic protection (sti-P3) |  | Fiberglass reinforced plastic |  | 1901-01-01 | None | Catchment Basin, Single walled catchment basin | Audible high level alarm At 90% full, Flow Rest 90% Full | Flow Rest 90% Full |  |  | Automatic Tank Gauge | [5 empty] | Continuous alarm system | Continuous alarm system |  | UST Currently In Use: 0; UST Temp Close: 0; AST Currently In Use: 0; AST Temp Closed: 0 | 0 | 0 | 5 | 20616-101-004553 | HARCO INC DBA RITE AID CORP
43350 | Permanently Closed | 2001-12-22 | 1992-10-10 | 2003-03-26 | Petroleum | Unleaded gasoline | Unleaded gasoline | Retail | Steel | Steel | Coated & cathodic protection (sti-P3) |  | Fiberglass reinforced plastic |  | 1901-01-01 | None | Catchment Basin, Single walled catchment basin | Audible high level alarm At 90% full, Flow Rest 90% Full | Flow Rest 90% Full |  |  | Automatic Tank Gauge | [5 empty] | Continuous alarm system | Continuous alarm system |  | UST Currently In Use: 0; UST Temp Close: 0; AST Currently In Use: 0; AST Temp Closed: 0 | 0 | 0 | 5 | 20616-101-004553 | HARCO INC DBA RITE AID CORP
43351 | Permanently Closed | 1995-02-22 | 1988-07-27 | 1995-03-15 | Petroleum | On road diesel | On road diesel | Retail | Steel | Steel | Coated & cathodic protection (sti-P3) |  | Steel |  | 1901-01-01 | [15 empty] | UST Currently In Use: 0; UST Temp Close: 0; AST Currently In Use: 0; AST Temp Closed: 0 | 0 | 0 | 2 | 10511-069-010013 | BETTER BRANDS INC
43352 | Currently in Use |  | 1994-01-01 |  | Petroleum | Unleaded gasoline | Unleaded gasoline | Retail | Single Wall, Steel | Steel | Coated & cathodic protection (sti-P3) |  | Double Wall, Fiberglass reinforced plastic |  |  |  | Catchment Basin, Single walled catchment basin | Automatic shutoff device At 95% full | Automatic shutoff device At 95% full |  |  | Continuous Automatic Tank Gauge |  | Automatic shutoff device (AELLD), Containment Sump | Containment Sump | [5 empty] | UST Currently In Use: 3; UST Temp Close: 0; AST Currently In Use: 1; AST Temp Closed: 0 | 3 | 0 | 3 | 12534-055-005160 | IRA PHILLIPS INC
43353 | Currently in Use |  | 1992-01-01 |  | Petroleum | Premium gasoline | Premium gasoline | Retail | Single Wall, Steel | Steel | Coated & cathodic protection (sti-P3) |  | Double Wall, Fiberglass reinforced plastic |  |  |  | Catchment Basin, Single walled catchment basin | Automatic shutoff device At 95% full | Automatic shutoff device At 95% full |  |  | Continuous Automatic Tank Gauge |  | Automatic shutoff device (AELLD), Containment Sump | Containment Sump | [5 empty] | UST Currently In Use: 3; UST Temp Close: 0; AST Currently In Use: 1; AST Temp Closed: 0 | 3 | 0 | 3 | 12534-055-005160 | IRA PHILLIPS INC
43354 | Permanently Closed | 2001-05-17 | 1991-01-01 | 2001-05-17 | Petroleum | On road diesel | On road diesel | Retail | Steel | Steel | Coated & cathodic protection (sti-P3) |  | Fiberglass reinforced plastic |  | 1901-01-01 | None | Catchment Basin, Single walled catchment basin | Flow Rest 90% Full | Flow Rest 90% Full |  |  | Automatic Tank Gauge | [8 empty] | UST Currently In Use: 0; UST Temp Close: 0; AST Currently In Use: 1; AST Temp Closed: 0 | 0 | 0 | 6 | 13758-073-005496 | UPS FREIGHT
43355 | Permanently Closed | 1994-05-11 | 1982-04-09 23:00 | 1994-05-13 | Petroleum | On road diesel | On road diesel | Industrial | Steel | Steel |  | Painted or None | Steel |  | 1901-01-01 | None | [14 empty] | UST Currently In Use: 0; UST Temp Close: 0; AST Currently In Use: 1; AST Temp Closed: 0 | 0 | 0 | 6 | 24500-073-005991 | YRC INC DBA YRC FREIGHT
43356 | Permanently Closed | 1994-05-11 | 1982-04-09 23:00 | 1994-05-13 | Petroleum | On road diesel | On road diesel | Industrial | Steel | Steel |  | Painted or None | Steel |  | 1901-01-01 | None | [14 empty] | UST Currently In Use: 0; UST Temp Close: 0; AST Currently In Use: 1; AST Temp Closed: 0 | 0 | 0 | 6 | 24500-073-005991 | YRC INC DBA YRC FREIGHT
43357 | Permanently Closed | 1997-05-06 | 1979-12-26 | 1997-05-06 | Petroleum | Unleaded gasoline | Unleaded gasoline | Retail | Steel | Steel |  | Painted or None | Steel |  | 1901-01-01 | [12 empty] | Annual line testing, Continuous alarm system | Continuous alarm system |  | UST Currently In Use: 2; UST Temp Close: 0; AST Currently In Use: 1; AST Temp Closed: 0 | 2 | 0 | 2 | 19970-015-015826 | JAMES D HIBBITTS
43358 | Permanently Closed | 1997-05-06 | 1979-12-26 | 1997-05-06 | Petroleum | Unleaded gasoline | Unleaded gasoline | Retail | Steel | Steel |  | Painted or None | Steel |  | 1901-01-01 | [12 empty] | Annual line testing, Continuous alarm system | Continuous alarm system |  | UST Currently In Use: 2; UST Temp Close: 0; AST Currently In Use: 1; AST Temp Closed: 0 | 2 | 0 | 2 | 19970-015-015826 | JAMES D HIBBITTS
43359 | Currently in Use |  | 1992-08-10 |  | Petroleum | Unleaded gasoline | Unleaded gasoline | Retail | Steel | Steel | Coated & cathodic protection (sti-P3) |  | Fiberglass reinforced plastic |  |  |  | Catchment Basin, Single walled catchment basin | Automatic shutoff device At 95% full | Automatic shutoff device At 95% full |  |  | Automatic Tank Gauge |  | Automatic flow restrictor (MLLD) | Automatic flow restrictor (MLLD) |  |  | Annual line testing | Annual line testing |  | UST Currently In Use: 2; UST Temp Close: 0; AST Currently In Use: 0; AST Temp Closed: 0 | 2 | 0 | 0 | 21372-097-015764 | TRIPURA LLC C/O THE DIPI STORE
43360 | Currently in Use |  | 1992-08-10 |  | Petroleum | Mid-grade gasoline | Mid-grade gasoline | Retail | Steel | Steel | Coated & cathodic protection (sti-P3) |  | Fiberglass reinforced plastic |  |  |  | Catchment Basin, Single walled catchment basin | Automatic shutoff device At 95% full | Automatic shutoff device At 95% full |  |  | Automatic Tank Gauge |  | Automatic flow restrictor (MLLD) | Automatic flow restrictor (MLLD) |  |  | Annual line testing | Annual line testing |  | UST Currently In Use: 2; UST Temp Close: 0; AST Currently In Use: 0; AST Temp Closed: 0 | 2 | 0 | 0 | 21372-097-015764 | TRIPURA LLC C/O THE DIPI STORE
43362 | Currently in Use |  | 1992-01-01 |  | Petroleum | Unleaded gasoline | Unleaded gasoline | Retail | Double Wall, Fiberglass reinforced plastic, 8K/6K | Fiberglass reinforced plastic |  |  | Double Wall, Fiberglass reinforced plastic, 2-PIECES |  | 1901-01-01 |  | Catchment Basin, Single walled catchment basin | Automatic shutoff device At 95% full | Automatic shutoff device At 95% full |  | SENSOR TO ATG | Continuous Automatic Tank Gauge |  | Automatic shutoff device (AELLD) | Automatic shutoff device (AELLD) | [5 empty] | UST Currently In Use: 2; UST Temp Close: 0; AST Currently In Use: 0; AST Temp Closed: 0 | 2 | 0 | 3 | 13343-073-009240 | MCCULLOUGH OIL COMPANY, INC.
43364 | Currently in Use |  | 1992-01-01 |  | Petroleum | Premium gasoline | Premium gasoline | Retail | Double Wall, Fiberglass reinforced plastic | Fiberglass reinforced plastic |  |  | Double Wall, Fiberglass reinforced plastic, 2-PIECES |  | 1901-01-01 |  | Catchment Basin, Single walled catchment basin | Automatic shutoff device At 95% full | Automatic shutoff device At 95% full |  |  | Continuous Automatic Tank Gauge |  | Automatic shutoff device (AELLD) | Automatic shutoff device (AELLD) |  |  | Continuous alarm system | Continuous alarm system |  | UST Currently In Use: 2; UST Temp Close: 0; AST Currently In Use: 0; AST Temp Closed: 0 | 2 | 0 | 3 | 13343-073-009240 | MCCULLOUGH OIL COMPANY, INC.
43365 | Currently in Use |  | 1992-02-01 |  | Petroleum | Unleaded gasoline | Unleaded gasoline | Retail | Fiberglass reinforced plastic, Single Wall, 8K/8K | Single Wall |  |  | Double Wall, Fiberglass reinforced plastic, 2-PIECES |  | 1901-01-01 |  | Catchment Basin, Single walled catchment basin | Automatic shutoff device At 95% full | Automatic shutoff device At 95% full |  |  | Continuous Automatic Tank Gauge |  | Automatic shutoff device (AELLD) | Automatic shutoff device (AELLD) | [5 empty] | UST Currently In Use: 2; UST Temp Close: 0; AST Currently In Use: 0; AST Temp Closed: 0 | 2 | 0 | 3 | 13343-073-009243 | MCCULLOUGH OIL COMPANY, INC.
43366 | Currently in Use |  | 1992-02-01 |  | Petroleum | Premium gasoline | Premium gasoline | Retail | Fiberglass reinforced plastic, Single Wall | Single Wall |  |  | Double Wall, Fiberglass reinforced plastic, 2-PIECES |  | 1901-01-01 |  | Catchment Basin, Single walled catchment basin | Automatic shutoff device At 95% full | Automatic shutoff device At 95% full |  |  | Continuous Automatic Tank Gauge |  | Automatic shutoff device (AELLD) | Automatic shutoff device (AELLD) | [5 empty] | UST Currently In Use: 2; UST Temp Close: 0; AST Currently In Use: 0; AST Temp Closed: 0 | 2 | 0 | 3 | 13343-073-009243 | MCCULLOUGH OIL COMPANY, INC.
43368 | Permanently Closed | 1992-12-15 | 1978-01-01 | 1992-12-15 | Petroleum | On road diesel | On road diesel | Emergency Power Generator, Industrial | Steel | Steel |  | Painted or None | Steel |  | 1901-01-01 | [15 empty] | UST Currently In Use: 0; UST Temp Close: 0; AST Currently In Use: 1; AST Temp Closed: 0 | 0 | 0 | 1 | 17880-081-015538 | VERMONT AMERICAN CORP
43369 | Permanently Closed | 1998-07-02 | 1990-04-01 | 1998-07-02 | Petroleum | On road diesel | On road diesel | Industrial | Steel | Steel | Coated & cathodic protection (sti-P3) |  | Steel |  | 1901-01-01 | [12 empty] | Annual line testing | Annual line testing |  | UST Currently In Use: 0; UST Temp Close: 0; AST Currently In Use: 0; AST Temp Closed: 0 | 0 | 0 | 1 | 17906-117-015830 | NICHOLS CONCRETE
43371 | Permanently Closed | 2000-03-28 | 1987-07-01 | 2000-03-28 | Petroleum | Kerosene | Kerosene | Retail | Steel | Steel | Field installed cathodic protection |  | Steel |  | 1901-01-01 | Field installed cathodic protection | Catchment Basin, Single walled catchment basin | Flow Rest 90% Full | Flow Rest 90% Full | [11 empty] | UST Currently In Use: 0; UST Temp Close: 0; AST Currently In Use: 0; AST Temp Closed: 0 | 0 | 0 | 1 | 17883-069-011591 | MIKE ARNOLD
43373 | Currently in Use |  | 1992-08-20 |  | Petroleum | Unleaded gasoline | Unleaded gasoline | Industrial | Double Wall, Fiberglass reinforced plastic | Fiberglass reinforced plastic |  |  | Fiberglass reinforced plastic |  | 1901-01-01 |  | Catchment Basin, Single walled catchment basin | Automatic shutoff device At 95% full | Automatic shutoff device At 95% full | Interstitial Monitoring within Secondary Containment | SENSOR TO ATG | Automatic Tank Gauge |  | Automatic flow restrictor (MLLD), Containment Sump | Containment Sump | Interstitial Monitoring within Secondary Containment | SENSOR TO ATG | Continuous alarm system | Continuous alarm system |  | UST Currently In Use: 1; UST Temp Close: 0; AST Currently In Use: 0; AST Temp Closed: 0 | 1 | 0 | 2 | 15094-125-002655 | UNITED PARCEL SERVICE
43374 | Permanently Closed | 1998-12-10 | 1982-01-05 | 1999-09-28 | Petroleum | Unleaded gasoline | Unleaded gasoline | Industrial, State/Federal Government | Steel | Steel |  | Painted or None | Steel |  | 1901-01-01 | [12 empty] | Annual line testing | Annual line testing |  | UST Currently In Use: 0; UST Temp Close: 0; AST Currently In Use: 0; AST Temp Closed: 0 | 0 | 0 | 2 | 17928-101-015716 | ALABAMA STATE UNIVERSITY-TRANSP DIR
43375 | Permanently Closed | 1998-12-10 | 1977-01-05 | 1999-09-28 | Petroleum | Unleaded gasoline | Unleaded gasoline | Industrial, State/Federal Government | Steel | Steel |  | Painted or None | Steel |  | 1901-01-01 | [12 empty] | Annual line testing | Annual line testing |  | UST Currently In Use: 0; UST Temp Close: 0; AST Currently In Use: 0; AST Temp Closed: 0 | 0 | 0 | 2 | 17928-101-015716 | ALABAMA STATE UNIVERSITY-TRANSP DIR
43376 | Currently in Use |  | 1992-11-13 |  | Petroleum | Unleaded gasoline | Unleaded gasoline | Retail | Single Wall, Steel, MANIFOLDED | Steel | Coated & cathodic protection (sti-P3) |  | Fiberglass reinforced plastic, Single Wall |  |  |  | Catchment Basin, Single walled catchment basin | Flow Rest 90% Full | Flow Rest 90% Full |  |  | Continuous Automatic Tank Gauge |  | Other, SLAVE | Other |  |  | Other, SLAVE | Other |  | UST Currently In Use: 4; UST Temp Close: 0; AST Currently In Use: 0; AST Temp Closed: 0 | 4 | 0 | 5 | 12698-127-004417 | JAMES R HARRIS
43377 | Currently in Use |  | 1992-11-13 |  | Petroleum | Unleaded gasoline | Unleaded gasoline | Retail | Single Wall, Steel, MANIFOLDED | Steel | Coated & cathodic protection (sti-P3) |  | Double Wall, Fiberglass reinforced plastic |  |  |  | Catchment Basin, Single walled catchment basin | Flow Rest 90% Full | Flow Rest 90% Full |  |  | Continuous Automatic Tank Gauge |  | Automatic shutoff device (AELLD), Sump sensor relayed to automatically shut off submersible pump, MASTER | Sump sensor relayed to automatically shut off submersible pump |  |  | Other, MASTER | Other |  | UST Currently In Use: 4; UST Temp Close: 0; AST Currently In Use: 0; AST Temp Closed: 0 | 4 | 0 | 5 | 12698-127-004417 | JAMES R HARRIS
43378 | Currently in Use |  | 1992-11-13 |  | Petroleum | Premium gasoline | Premium gasoline | Retail | Single Wall, Steel | Steel | Coated & cathodic protection (sti-P3) |  | Double Wall, Fiberglass reinforced plastic |  |  |  | Catchment Basin, Single walled catchment basin | Flow Rest 90% Full | Flow Rest 90% Full |  |  | Continuous Automatic Tank Gauge |  | Automatic shutoff device (AELLD) | Automatic shutoff device (AELLD) | [5 empty] | UST Currently In Use: 4; UST Temp Close: 0; AST Currently In Use: 0; AST Temp Closed: 0 | 4 | 0 | 5 | 12698-127-004417 | JAMES R HARRIS
43379 | Currently in Use |  | 1992-11-13 |  | Petroleum | On road diesel | On road diesel | Retail | Single Wall, Steel | Steel | Coated & cathodic protection (sti-P3) |  | Double Wall, Fiberglass reinforced plastic |  |  |  | Catchment Basin, Single walled catchment basin | Flow Rest 90% Full | Flow Rest 90% Full |  |  | Continuous Automatic Tank Gauge |  | Automatic shutoff device (AELLD) | Automatic shutoff device (AELLD) | [5 empty] | UST Currently In Use: 4; UST Temp Close: 0; AST Currently In Use: 0; AST Temp Closed: 0 | 4 | 0 | 5 | 12698-127-004417 | JAMES R HARRIS
43380 | Permanently Closed | 1997-01-01 | 1901-01-01 | 1997-01-18 | Petroleum | Unleaded gasoline | Unleaded gasoline | Bulk facility, Local Government | Steel | Steel |  |  | Steel |  | 1901-01-01 | None | [11 empty] | Annual line testing | Annual line testing |  | UST Currently In Use: 0; UST Temp Close: 0; AST Currently In Use: 0; AST Temp Closed: 0 | 0 | 0 | 1 | 17931-051-015717 | TALLASSEE CITY BOARD OF EDUCATION
43381 | Currently in Use |  | 1990-11-02 |  | Petroleum | Unleaded gasoline | Unleaded gasoline | Retail | Fiberglass reinforced plastic | Fiberglass reinforced plastic |  |  | Fiberglass reinforced plastic |  | 1901-01-01 |  | Catchment Basin, Single walled catchment basin | Automatic shutoff device At 95% full | Automatic shutoff device At 95% full |  |  | Automatic Tank Gauge |  | Automatic flow restrictor (MLLD) | Automatic flow restrictor (MLLD) |  |  | Annual line testing | Annual line testing |  | UST Currently In Use: 3; UST Temp Close: 0; AST Currently In Use: 0; AST Temp Closed: 0 | 3 | 0 | 2 | 25458-101-004254 | LIONS PRIDE PROPERTY INC
43382 | Currently in Use |  | 1990-11-02 |  | Petroleum | Unleaded gasoline | Unleaded gasoline | Retail | Fiberglass reinforced plastic | Fiberglass reinforced plastic |  |  | Fiberglass reinforced plastic |  | 1901-01-01 |  | Catchment Basin, Single walled catchment basin | Automatic shutoff device At 95% full | Automatic shutoff device At 95% full |  |  | Automatic Tank Gauge |  | Automatic flow restrictor (MLLD) | Automatic flow restrictor (MLLD) |  |  | Annual line testing | Annual line testing |  | UST Currently In Use: 3; UST Temp Close: 0; AST Currently In Use: 0; AST Temp Closed: 0 | 3 | 0 | 2 | 25458-101-004254 | LIONS PRIDE PROPERTY INC
43383 | Currently in Use |  | 1990-11-02 |  | Petroleum | Unleaded gasoline | Unleaded gasoline | Retail | Fiberglass reinforced plastic | Fiberglass reinforced plastic |  |  | Fiberglass reinforced plastic |  | 1901-01-01 |  | Catchment Basin, Single walled catchment basin | Automatic shutoff device At 95% full | Automatic shutoff device At 95% full |  |  | Automatic Tank Gauge |  | Automatic flow restrictor (MLLD) | Automatic flow restrictor (MLLD) |  |  | Annual line testing | Annual line testing |  | UST Currently In Use: 3; UST Temp Close: 0; AST Currently In Use: 0; AST Temp Closed: 0 | 3 | 0 | 2 | 25458-101-004254 | LIONS PRIDE PROPERTY INC
43384 | Permanently Closed | 2007-12-14 | 1992-02-01 | 2009-12-14 | Petroleum | Unleaded gasoline | Unleaded gasoline | Retail | Fiberglass coated steel | Fiberglass coated steel | Other, TOTAL CONT |  | Fiberglass reinforced plastic |  | 1901-01-01 |  | Catchment Basin, Single walled catchment basin | Audible high level alarm At 90% full, Automatic shutoff device At 95% full, Flow Rest 90% Full | Flow Rest 90% Full | Interstitial Monitoring within Secondary Containment |  | Continuous Automatic Tank Gauge |  | Automatic shutoff device (AELLD) | Automatic shutoff device (AELLD) | Interstitial Monitoring within Secondary Containment |  | Continuous alarm system | Continuous alarm system |  | UST Currently In Use: 3; UST Temp Close: 0; AST Currently In Use: 0; AST Temp Closed: 0 | 3 | 0 | 3 | 14001-083-015770 | RaceTrac, Inc.
43385 | Permanently Closed | 2007-12-14 | 1992-02-01 | 2009-12-14 | Petroleum | Mid-grade gasoline | Mid-grade gasoline | Retail | Fiberglass coated steel | Fiberglass coated steel |  |  | Fiberglass reinforced plastic |  | 1901-01-01 |  | Catchment Basin, Single walled catchment basin | Audible high level alarm At 90% full, Automatic shutoff device At 95% full, Flow Rest 90% Full | Flow Rest 90% Full | Interstitial Monitoring within Secondary Containment |  | Continuous Automatic Tank Gauge |  | Automatic shutoff device (AELLD) | Automatic shutoff device (AELLD) | Interstitial Monitoring within Secondary Containment |  | Continuous alarm system | Continuous alarm system |  | UST Currently In Use: 3; UST Temp Close: 0; AST Currently In Use: 0; AST Temp Closed: 0 | 3 | 0 | 3 | 14001-083-015770 | RaceTrac, Inc.
43386 | Permanently Closed | 2007-12-14 | 1992-02-01 | 2009-12-14 | Petroleum | Premium gasoline | Premium gasoline | Retail | Fiberglass coated steel | Fiberglass coated steel |  |  | Fiberglass reinforced plastic |  | 1901-01-01 |  | Catchment Basin, Single walled catchment basin | Audible high level alarm At 90% full, Automatic shutoff device At 95% full, Flow Rest 90% Full | Flow Rest 90% Full | Interstitial Monitoring within Secondary Containment |  | Continuous Automatic Tank Gauge |  | Automatic shutoff device (AELLD) | Automatic shutoff device (AELLD) | Interstitial Monitoring within Secondary Containment |  | Continuous alarm system | Continuous alarm system |  | UST Currently In Use: 3; UST Temp Close: 0; AST Currently In Use: 0; AST Temp Closed: 0 | 3 | 0 | 3 | 14001-083-015770 | RaceTrac, Inc.
43387 | Currently in Use |  | 1992-06-15 |  | Petroleum | Unleaded gasoline | Unleaded gasoline | Retail | Steel | Steel | Coated & cathodic protection (sti-P3) |  | Double Wall, Fiberglass reinforced plastic |  |  |  | Catchment Basin, Single walled catchment basin | Flow Rest 90% Full | Flow Rest 90% Full | Interstitial Monitoring within Secondary Containment |  |  |  | Automatic flow restrictor (MLLD), Containment Sump | Containment Sump |  |  | Annual line testing | Annual line testing |  | UST Currently In Use: 3; UST Temp Close: 0; AST Currently In Use: 0; AST Temp Closed: 0 | 3 | 0 | 0 | 12920-003-015765 | JUNIOR FOOD STORES OF WEST FLORIDA
43388 | Currently in Use |  | 1992-06-15 |  | Petroleum | Mid-grade gasoline | Mid-grade gasoline | Retail | Steel | Steel | Coated & cathodic protection (sti-P3) |  | Double Wall, Fiberglass reinforced plastic |  |  |  | Catchment Basin, Single walled catchment basin | Flow Rest 90% Full | Flow Rest 90% Full |  |  | Continuous Automatic Tank Gauge |  | Automatic flow restrictor (MLLD), Containment Sump | Containment Sump |  |  | Annual line testing | Annual line testing |  | UST Currently In Use: 3; UST Temp Close: 0; AST Currently In Use: 0; AST Temp Closed: 0 | 3 | 0 | 0 | 12920-003-015765 | JUNIOR FOOD STORES OF WEST FLORIDA
43389 | Currently in Use |  | 1992-06-15 |  | Petroleum | Premium gasoline | Premium gasoline | Retail | Steel | Steel | Coated & cathodic protection (sti-P3) |  | Double Wall, Fiberglass reinforced plastic |  |  |  | Catchment Basin, Single walled catchment basin | Flow Rest 90% Full | Flow Rest 90% Full |  |  | Continuous Automatic Tank Gauge |  | Automatic flow restrictor (MLLD), Containment Sump | Containment Sump |  |  | Annual line testing | Annual line testing |  | UST Currently In Use: 3; UST Temp Close: 0; AST Currently In Use: 0; AST Temp Closed: 0 | 3 | 0 | 0 | 12920-003-015765 | JUNIOR FOOD STORES OF WEST FLORIDA
43390 | Currently in Use |  | 1992-10-22 |  | Petroleum | Unleaded gasoline | Unleaded gasoline | Retail | Steel | Steel | Coated & cathodic protection (sti-P3) |  | Fiberglass reinforced plastic |  |  |  | Catchment Basin, Single walled catchment basin | Flow Rest 90% Full | Flow Rest 90% Full |  |  | Continuous Automatic Tank Gauge |  | Automatic shutoff device (AELLD), Containment Sump | Containment Sump | [5 empty] | UST Currently In Use: 4; UST Temp Close: 0; AST Currently In Use: 0; AST Temp Closed: 0 | 4 | 0 | 0 | 11453-053-015766 | DIAMOND GASOLINE STATIONS, INC.
43391 | Currently in Use |  | 1992-10-22 |  | Petroleum | Unleaded gasoline | Unleaded gasoline | Retail | Steel | Steel | Coated & cathodic protection (sti-P3) |  | Fiberglass reinforced plastic |  |  |  | Catchment Basin, Single walled catchment basin | Flow Rest 90% Full | Flow Rest 90% Full |  |  | Continuous Automatic Tank Gauge |  | Automatic shutoff device (AELLD), Containment Sump | Containment Sump | [5 empty] | UST Currently In Use: 4; UST Temp Close: 0; AST Currently In Use: 0; AST Temp Closed: 0 | 4 | 0 | 0 | 11453-053-015766 | DIAMOND GASOLINE STATIONS, INC.
43392 | Currently in Use |  | 1992-10-22 |  | Petroleum | Premium gasoline | Premium gasoline | Retail | Steel | Steel | Coated & cathodic protection (sti-P3) |  | Fiberglass reinforced plastic |  |  |  | Catchment Basin, Single walled catchment basin | Flow Rest 90% Full | Flow Rest 90% Full |  |  | Continuous Automatic Tank Gauge |  | Automatic shutoff device (AELLD), Containment Sump | Containment Sump | [5 empty] | UST Currently In Use: 4; UST Temp Close: 0; AST Currently In Use: 0; AST Temp Closed: 0 | 4 | 0 | 0 | 11453-053-015766 | DIAMOND GASOLINE STATIONS, INC.
43393 | Currently in Use |  | 1992-10-22 |  | Petroleum | On road diesel | On road diesel | Retail | Steel | Steel | Coated & cathodic protection (sti-P3) |  | Fiberglass reinforced plastic |  |  |  | Catchment Basin, Single walled catchment basin | Flow Rest 90% Full | Flow Rest 90% Full |  |  | Continuous Automatic Tank Gauge |  | Automatic shutoff device (AELLD), Containment Sump | Containment Sump | [5 empty] | UST Currently In Use: 4; UST Temp Close: 0; AST Currently In Use: 0; AST Temp Closed: 0 | 4 | 0 | 0 | 11453-053-015766 | DIAMOND GASOLINE STATIONS, INC.
43394 | Currently in Use |  | 1990-10-15 |  | Petroleum | Unleaded gasoline | Unleaded gasoline | Retail | Steel | Steel | Coated & cathodic protection (sti-P3) |  | Fiberglass reinforced plastic |  |  |  | Catchment Basin, Single walled catchment basin | Flow Rest 90% Full | Flow Rest 90% Full |  |  | Continuous Automatic Tank Gauge |  | Automatic flow restrictor (MLLD), Containment Sump | Containment Sump |  |  | Annual line testing | Annual line testing |  | UST Currently In Use: 2; UST Temp Close: 0; AST Currently In Use: 0; AST Temp Closed: 0 | 2 | 0 | 0 | 25616-097-014987 | JAMIL HAIFA
43395 | Currently in Use |  | 1990-10-15 |  | Petroleum | Premium gasoline | Premium gasoline | Retail | Steel | Steel | Coated & cathodic protection (sti-P3) |  | Fiberglass reinforced plastic |  |  |  | Catchment Basin, Single walled catchment basin | Flow Rest 90% Full | Flow Rest 90% Full |  |  | Continuous Automatic Tank Gauge |  | Automatic flow restrictor (MLLD), Containment Sump | Containment Sump |  |  | Annual line testing | Annual line testing |  | UST Currently In Use: 2; UST Temp Close: 0; AST Currently In Use: 0; AST Temp Closed: 0 | 2 | 0 | 0 | 25616-097-014987 | JAMIL HAIFA
43398 | Permanently Closed | 1994-04-14 | 1901-01-01 | 1994-04-14 | Petroleum | Unleaded gasoline | Unleaded gasoline |  |  |  |  | Painted or None |  |  | 1901-01-01 | [15 empty] | UST Currently In Use: 0; UST Temp Close: 0; AST Currently In Use: 0; AST Temp Closed: 0 | 0 | 0 | 3 | 10714-073-004293 | BRUNOS INC
43399 | Permanently Closed | 1994-04-14 | 1901-01-01 | 1994-04-14 | Petroleum | Unleaded gasoline | Unleaded gasoline |  |  |  |  | Painted or None |  |  | 1901-01-01 | [15 empty] | UST Currently In Use: 0; UST Temp Close: 0; AST Currently In Use: 0; AST Temp Closed: 0 | 0 | 0 | 3 | 10714-073-004293 | BRUNOS INC
43400 | Permanently Closed | 1996-06-17 | 1988-08-24 | 1996-06-17 | Petroleum | Unleaded gasoline | Unleaded gasoline | Bulk facility | Fiberglass reinforced plastic | Fiberglass reinforced plastic |  |  | Fiberglass reinforced plastic |  | 1901-01-01 |  | Catchment Basin, Single walled catchment basin | [13 empty] | UST Currently In Use: 0; UST Temp Close: 0; AST Currently In Use: 0; AST Temp Closed: 0 | 0 | 0 | 2 | 17914-073-015832 | LAIDLAW TRANSIT INC
43401 | Permanently Closed | 1996-06-17 | 1988-08-24 | 1996-06-17 | Petroleum | On road diesel | On road diesel | Bulk facility | Fiberglass reinforced plastic | Fiberglass reinforced plastic |  |  | Fiberglass reinforced plastic |  | 1901-01-01 |  | Catchment Basin, Single walled catchment basin | [13 empty] | UST Currently In Use: 0; UST Temp Close: 0; AST Currently In Use: 0; AST Temp Closed: 0 | 0 | 0 | 2 | 17914-073-015832 | LAIDLAW TRANSIT INC
43402 | Cannot Locate or abandoned | 1996-07-01 | 1962-06-01 |  | Petroleum | Used oil | Used oil |  |  |  |  | Painted or None |  |  | 1901-01-01 | [15 empty] | UST Currently In Use: 0; UST Temp Close: 0; AST Currently In Use: 0; AST Temp Closed: 0 | 0 | 0 | 5 | 11402-043-008174 | DEAN OIL CO INC
43404 | Permanently Closed | 2019-11-03 | 1992-10-01 | 2020-08-05 | Petroleum | Unleaded gasoline | Unleaded gasoline | Retail | Single Wall, Steel, STIP3 | Steel | Coated & cathodic protection (sti-P3), Interior lined (not allowed as a standalone method of corrosion protection), REPAR HOLZ |  | Fiberglass reinforced plastic, Single Wall |  |  | Other, FLXS ISOLA | Catchment Basin, Single walled catchment basin | Flow Rest 90% Full | Flow Rest 90% Full |  |  | Continuous Automatic Tank Gauge |  | Automatic flow restrictor (MLLD) | Automatic flow restrictor (MLLD) |  |  | Annual line testing | Annual line testing |  | UST Currently In Use: 0; UST Temp Close: 0; AST Currently In Use: 0; AST Temp Closed: 0 | 0 | 0 | 3 | 14001-015-015833 | RaceTrac, Inc.
43405 | Permanently Closed | 2019-11-03 | 1992-10-01 | 2020-08-05 | Petroleum | Premium gasoline | Premium gasoline | Retail | Single Wall, Steel | Steel | Coated & cathodic protection (sti-P3) |  | Fiberglass reinforced plastic, Single Wall |  |  | Other, FLXS ISOLA | Catchment Basin, Single walled catchment basin | Flow Rest 90% Full | Flow Rest 90% Full |  |  | Continuous Automatic Tank Gauge |  | Automatic flow restrictor (MLLD) | Automatic flow restrictor (MLLD) |  |  | Annual line testing | Annual line testing |  | UST Currently In Use: 0; UST Temp Close: 0; AST Currently In Use: 0; AST Temp Closed: 0 | 0 | 0 | 3 | 14001-015-015833 | RaceTrac, Inc.
43406 | Permanently Closed | 2019-11-03 | 1992-10-01 | 2020-08-05 | Petroleum | On road diesel | On road diesel | Retail | Single Wall, Steel | Steel | Coated & cathodic protection (sti-P3) |  | Fiberglass reinforced plastic, Single Wall |  |  | Other, FLXS ISOLA | Catchment Basin, Single walled catchment basin | Flow Rest 90% Full | Flow Rest 90% Full |  |  | Continuous Automatic Tank Gauge |  | Automatic flow restrictor (MLLD) | Automatic flow restrictor (MLLD) |  |  | Annual line testing | Annual line testing |  | UST Currently In Use: 0; UST Temp Close: 0; AST Currently In Use: 0; AST Temp Closed: 0 | 0 | 0 | 3 | 14001-015-015833 | RaceTrac, Inc.
43407 | Currently in Use |  | 1992-01-29 |  | Petroleum | Unleaded gasoline | Unleaded gasoline | Industrial | Double Wall, Fiberglass reinforced plastic | Fiberglass reinforced plastic |  |  | Fiberglass reinforced plastic, Single Wall |  | 1901-01-01 |  | Catchment Basin, Single walled catchment basin | Automatic shutoff device At 95% full, Flow Rest 90% Full | Flow Rest 90% Full | Interstitial Monitoring within Secondary Containment |  | Automatic Tank Gauge | [8 empty] | UST Currently In Use: 2; UST Temp Close: 0; AST Currently In Use: 0; AST Temp Closed: 0 | 2 | 0 | 4 | 22342-117-003348 | INVERNESS HOLDINGS, LLC
43408 | Currently in Use |  | 1992-01-29 |  | Petroleum | Other, OFF ROAD | Other | Industrial | Fiberglass reinforced plastic, DBWALL | Fiberglass reinforced plastic |  |  | Fiberglass reinforced plastic |  | 1901-01-01 |  | Catchment Basin, Single walled catchment basin | Automatic shutoff device At 95% full, Flow Rest 90% Full | Flow Rest 90% Full | Interstitial Monitoring within Secondary Containment |  | Automatic Tank Gauge | [8 empty] | UST Currently In Use: 2; UST Temp Close: 0; AST Currently In Use: 0; AST Temp Closed: 0 | 2 | 0 | 4 | 22342-117-003348 | INVERNESS HOLDINGS, LLC
43412 | Temporary Closed | 2016-06-09 | 1983-08-13 |  | Petroleum | Unleaded gasoline | Unleaded gasoline | Retail | Steel | Steel | Field installed cathodic protection |  | Steel |  |  | Field installed cathodic protection | Catchment Basin, Single walled catchment basin | Automatic shutoff device At 95% full | Automatic shutoff device At 95% full |  |  | Statistical Inventory Reconciliation (SIR) | [8 empty] | UST Currently In Use: 0; UST Temp Close: 2; AST Currently In Use: 0; AST Temp Closed: 0 | 0 | 2 | 0 | 22840-073-015834 | QUICK & FAST INC DBA EZ STOP
43413 | Temporary Closed | 2016-06-09 | 1983-08-13 |  | Petroleum | Unleaded gasoline | Unleaded gasoline | Retail | Steel | Steel | Field installed cathodic protection |  | Steel |  |  | Field installed cathodic protection |  | Automatic shutoff device At 95% full | Automatic shutoff device At 95% full |  |  | Statistical Inventory Reconciliation (SIR) | [8 empty] | UST Currently In Use: 0; UST Temp Close: 2; AST Currently In Use: 0; AST Temp Closed: 0 | 0 | 2 | 0 | 22840-073-015834 | QUICK & FAST INC DBA EZ STOP
43414 | Currently in Use |  | 1992-06-01 |  | Petroleum | Unleaded gasoline | Unleaded gasoline | Retail | Fiberglass reinforced plastic | Fiberglass reinforced plastic |  |  | Fiberglass reinforced plastic |  | 1901-01-01 |  | Catchment Basin, Single walled catchment basin | Audible high level alarm At 90% full | Audible high level alarm At 90% full | Interstitial Monitoring within Secondary Containment |  | Automatic Tank Gauge |  | Automatic flow restrictor (MLLD), Containment Sump | Containment Sump | Interstitial Monitoring within Secondary Containment |  | Annual line testing, Continuous alarm system | Continuous alarm system |  | UST Currently In Use: 2; UST Temp Close: 1; AST Currently In Use: 0; AST Temp Closed: 0 | 2 | 1 | 2 | 25458-101-004989 | LIONS PRIDE PROPERTY INC
43415 | Currently in Use |  | 1992-06-01 |  | Petroleum | Unleaded gasoline | Unleaded gasoline | Retail | Fiberglass reinforced plastic | Fiberglass reinforced plastic |  |  | Fiberglass reinforced plastic |  | 1901-01-01 |  | Catchment Basin, Single walled catchment basin | Audible high level alarm At 90% full | Audible high level alarm At 90% full | Interstitial Monitoring within Secondary Containment |  | Automatic Tank Gauge |  | Automatic flow restrictor (MLLD), Containment Sump | Containment Sump | Interstitial Monitoring within Secondary Containment |  | Annual line testing, Continuous alarm system | Continuous alarm system |  | UST Currently In Use: 2; UST Temp Close: 1; AST Currently In Use: 0; AST Temp Closed: 0 | 2 | 1 | 2 | 25458-101-004989 | LIONS PRIDE PROPERTY INC
43416 | Temporary Closed | 2023-01-01 | 1992-06-01 |  | Petroleum | Unleaded gasoline | Unleaded gasoline | Retail | Fiberglass reinforced plastic | Fiberglass reinforced plastic |  |  | Fiberglass reinforced plastic |  | 1901-01-01 |  | Catchment Basin, Single walled catchment basin | Audible high level alarm At 90% full | Audible high level alarm At 90% full | Interstitial Monitoring within Secondary Containment |  | Automatic Tank Gauge |  | Automatic flow restrictor (MLLD), Containment Sump | Containment Sump | Interstitial Monitoring within Secondary Containment |  | Annual line testing, Continuous alarm system | Continuous alarm system |  | UST Currently In Use: 2; UST Temp Close: 1; AST Currently In Use: 0; AST Temp Closed: 0 | 2 | 1 | 2 | 25458-101-004989 | LIONS PRIDE PROPERTY INC
43417 | Currently in Use |  | 1992-11-18 |  | Petroleum | On road diesel | On road diesel | Retail | Single Wall, Steel | Steel | Coated & cathodic protection (sti-P3) |  | Fiberglass reinforced plastic, Single Wall |  |  |  | Catchment Basin, Single walled catchment basin | Automatic shutoff device At 95% full | Automatic shutoff device At 95% full |  |  | Automatic Tank Gauge, Statistical Inventory Reconciliation (SIR) | [8 empty] | UST Currently In Use: 3; UST Temp Close: 0; AST Currently In Use: 0; AST Temp Closed: 0 | 3 | 0 | 4 | 25255-055-005729 | JAMIE GRANT
43418 | Currently in Use |  | 1992-11-18 |  | Petroleum | Other, 100%OFFRD | Other | Retail | Single Wall, Steel | Steel | Coated & cathodic protection (sti-P3) |  | Fiberglass reinforced plastic, Single Wall |  |  |  | Catchment Basin, Single walled catchment basin | Automatic shutoff device At 95% full, 4K/4OFF-D | Automatic shutoff device At 95% full |  |  | Automatic Tank Gauge, Statistical Inventory Reconciliation (SIR) | [8 empty] | UST Currently In Use: 3; UST Temp Close: 0; AST Currently In Use: 0; AST Temp Closed: 0 | 3 | 0 | 4 | 25255-055-005729 | JAMIE GRANT
43419 | Currently in Use |  | 1992-09-08 |  | Petroleum | Unleaded gasoline | Unleaded gasoline | Retail | Double Wall, Fiberglass reinforced plastic | Fiberglass reinforced plastic |  |  | Double Wall, Fiberglass reinforced plastic, 2-PIECES |  | 1901-01-01 |  | Catchment Basin, Single walled catchment basin | Automatic shutoff device At 95% full | Automatic shutoff device At 95% full |  |  | Continuous Automatic Tank Gauge |  | Automatic flow restrictor (MLLD), Containment Sump | Containment Sump |  |  | Annual line testing, Continuous alarm system | Continuous alarm system |  | UST Currently In Use: 3; UST Temp Close: 0; AST Currently In Use: 0; AST Temp Closed: 0 | 3 | 0 | 4 | 19974-073-005297 | ROUND ROBIN ENTERPRISES INC
43420 | Currently in Use |  | 1992-09-08 |  | Petroleum | Unleaded gasoline | Unleaded gasoline | Retail | Double Wall, Fiberglass reinforced plastic | Fiberglass reinforced plastic |  |  | Double Wall, Fiberglass reinforced plastic, 2-PIECES |  | 1901-01-01 |  | Catchment Basin, Single walled catchment basin | Automatic shutoff device At 95% full | Automatic shutoff device At 95% full |  |  | Continuous Automatic Tank Gauge |  | Automatic flow restrictor (MLLD), Containment Sump | Containment Sump |  |  | Annual line testing, Continuous alarm system | Continuous alarm system |  | UST Currently In Use: 3; UST Temp Close: 0; AST Currently In Use: 0; AST Temp Closed: 0 | 3 | 0 | 4 | 19974-073-005297 | ROUND ROBIN ENTERPRISES INC
43421 | Currently in Use |  | 1992-09-08 |  | Petroleum | Premium gasoline | Premium gasoline | Retail | Double Wall, Fiberglass reinforced plastic | Fiberglass reinforced plastic |  |  | Double Wall, Fiberglass reinforced plastic, 2-PIECES |  | 1901-01-01 |  | Catchment Basin, Single walled catchment basin | Automatic shutoff device At 95% full | Automatic shutoff device At 95% full |  |  | Continuous Automatic Tank Gauge |  | Automatic flow restrictor (MLLD), Containment Sump | Containment Sump |  |  | Annual line testing, Continuous alarm system | Continuous alarm system |  | UST Currently In Use: 3; UST Temp Close: 0; AST Currently In Use: 0; AST Temp Closed: 0 | 3 | 0 | 4 | 19974-073-005297 | ROUND ROBIN ENTERPRISES INC
43422 | Currently in Use |  | 1991-07-01 |  | Petroleum | Unleaded gasoline | Unleaded gasoline | Retail, State/Federal Government | Fiberglass reinforced plastic | Fiberglass reinforced plastic |  |  | Fiberglass reinforced plastic |  | 1901-01-01 | None | Catchment Basin, Single walled catchment basin | Audible high level alarm At 90% full | Audible high level alarm At 90% full |  | PIT LINER | Automatic Tank Gauge |  | Automatic flow restrictor (MLLD), Containment Sump | Containment Sump | Interstitial Monitoring within Secondary Containment | SENSOR TO ATG | Continuous alarm system | Continuous alarm system |  | UST Currently In Use: 2; UST Temp Close: 0; AST Currently In Use: 0; AST Temp Closed: 0 | 2 | 0 | 5 | 14667-031-002958 | DEPARTMENT OF TRANSPORTATION HIGHWAY
43423 | Currently in Use |  | 1991-07-01 |  | Petroleum | On road diesel | On road diesel | Retail, State/Federal Government | Fiberglass reinforced plastic | Fiberglass reinforced plastic |  |  | Fiberglass reinforced plastic |  | 1901-01-01 | None | Catchment Basin, Single walled catchment basin | Audible high level alarm At 90% full | Audible high level alarm At 90% full |  | PIT LINER | Automatic Tank Gauge |  | Automatic flow restrictor (MLLD), Containment Sump | Containment Sump | Interstitial Monitoring within Secondary Containment | SENSOR TO ATG | Continuous alarm system | Continuous alarm system |  | UST Currently In Use: 2; UST Temp Close: 0; AST Currently In Use: 0; AST Temp Closed: 0 | 2 | 0 | 5 | 14667-031-002958 | DEPARTMENT OF TRANSPORTATION HIGHWAY
43424 | Currently in Use |  | 1991-10-18 |  | Petroleum | Unleaded gasoline | Unleaded gasoline | State/federal government | Fiberglass reinforced plastic | Fiberglass reinforced plastic |  |  | Fiberglass reinforced plastic |  | 1901-01-01 |  | Catchment Basin, Single walled catchment basin | Audible high level alarm At 90% full | Audible high level alarm At 90% full |  |  | Continuous Automatic Tank Gauge |  | Automatic flow restrictor (MLLD), Containment Sump | Containment Sump | Interstitial Monitoring within Secondary Containment | SENSOR TO ATG | Annual line testing, Continuous alarm system | Continuous alarm system |  | UST Currently In Use: 2; UST Temp Close: 0; AST Currently In Use: 0; AST Temp Closed: 0 | 2 | 0 | 5 | 14667-069-002982 | DEPARTMENT OF TRANSPORTATION HIGHWAY
43425 | Currently in Use |  | 1991-10-18 |  | Petroleum | On road diesel | On road diesel | State/federal government | Fiberglass reinforced plastic | Fiberglass reinforced plastic |  |  | Fiberglass reinforced plastic |  | 1901-01-01 |  | Catchment Basin, Single walled catchment basin | Audible high level alarm At 90% full | Audible high level alarm At 90% full |  |  | Continuous Automatic Tank Gauge |  | Automatic flow restrictor (MLLD), Containment Sump | Containment Sump | Interstitial Monitoring within Secondary Containment | SENSOR TO ATG | Annual line testing, Continuous alarm system | Continuous alarm system |  | UST Currently In Use: 2; UST Temp Close: 0; AST Currently In Use: 0; AST Temp Closed: 0 | 2 | 0 | 5 | 14667-069-002982 | DEPARTMENT OF TRANSPORTATION HIGHWAY
43427 | Permanently Closed | 1997-03-01 | 1992-11-17 | 1997-03-26 | Petroleum | On road diesel | On road diesel | Emergency Power Generator, State/Federal Government | Fiberglass coated steel | Fiberglass coated steel |  |  | Steel |  | 1901-01-01 | None |  | Automatic shutoff device At 95% full | Automatic shutoff device At 95% full |  |  | Automatic Tank Gauge | [8 empty] | UST Currently In Use: 0; UST Temp Close: 0; AST Currently In Use: 64; AST Temp Closed: 3 | 0 | 0 | 16 | 15115-125-009115 | UNIV OF ALABAMA HEALTH AND SAFETY
43428 | Permanently Closed | 2019-05-06 | 1992-11-17 | 2019-05-06 | Petroleum | On road diesel | On road diesel | Emergency Power Generator, State/Federal Government | Double Wall, Fiberglass coated steel | Fiberglass coated steel |  |  | Double Wall, CU IN CONT |  | 1901-01-01 | None, CU IN CONT | Catchment Basin, Single walled catchment basin | Automatic shutoff device At 95% full | Automatic shutoff device At 95% full | Interstitial Monitoring within Secondary Containment | SENSOR TO ATG | Other |  | Other, EXEMPT | Other | Interstitial Monitoring within Secondary Containment | SENSOR TO ATG | Continuous alarm system | Continuous alarm system |  | UST Currently In Use: 0; UST Temp Close: 0; AST Currently In Use: 0; AST Temp Closed: 0 | 0 | 0 | 1 | 16273-073-015835 | UAB DEPT. HEALTH & SAFETY
43429 | Currently in Use |  | 1992-12-07 |  | Petroleum | On road diesel | On road diesel | Industrial | Double Wall, Fiberglass reinforced plastic | Fiberglass reinforced plastic |  |  | Fiberglass reinforced plastic, Single Wall |  | 1901-01-01 | None | Catchment Basin, Single walled catchment basin | Automatic shutoff device At 95% full | Automatic shutoff device At 95% full |  | OTHER | Automatic Tank Gauge | [8 empty] | UST Currently In Use: 2; UST Temp Close: 0; AST Currently In Use: 0; AST Temp Closed: 0 | 2 | 0 | 0 | 17922-043-015836 | INGRAM FARMS
43430 | Currently in Use |  | 1992-12-07 |  | Petroleum | Unleaded gasoline | Unleaded gasoline | Industrial | Double Wall, Fiberglass reinforced plastic | Fiberglass reinforced plastic |  |  | Fiberglass reinforced plastic, Single Wall |  | 1901-01-01 | None | Catchment Basin, Single walled catchment basin | Automatic shutoff device At 95% full | Automatic shutoff device At 95% full |  | OTHER | Automatic Tank Gauge | [8 empty] | UST Currently In Use: 2; UST Temp Close: 0; AST Currently In Use: 0; AST Temp Closed: 0 | 2 | 0 | 0 | 17922-043-015836 | INGRAM FARMS
43431 | Currently in Use |  | 1990-01-05 |  | Petroleum | Unleaded gasoline | Unleaded gasoline | Retail | Steel | Steel | Coated & cathodic protection (sti-P3) |  | Fiberglass reinforced plastic |  | 1990-01-05 | None | Catchment Basin, Single walled catchment basin | Flow Rest 90% Full, 95% automatic shutoff device | Flow Rest 90% Full |  |  | Continuous Automatic Tank Gauge |  | Automatic flow restrictor (MLLD) | Automatic flow restrictor (MLLD) |  |  | Annual line testing | Annual line testing |  | UST Currently In Use: 4; UST Temp Close: 0; AST Currently In Use: 0; AST Temp Closed: 0 | 4 | 0 | 0 | 24083-057-015718 | SIPSEY RIVER OIL COMPANY
43432 | Currently in Use |  | 1990-01-05 |  | Petroleum | Unleaded gasoline | Unleaded gasoline | Retail | Steel | Steel | Coated & cathodic protection (sti-P3) |  | Fiberglass reinforced plastic |  | 1901-01-01 | None | Catchment Basin, Single walled catchment basin | Flow Rest 90% Full | Flow Rest 90% Full |  |  | Continuous Automatic Tank Gauge |  | Automatic flow restrictor (MLLD), MANIFOLDED | Automatic flow restrictor (MLLD) |  |  | Annual line testing, Other, MANIFOLDED | Other |  | UST Currently In Use: 4; UST Temp Close: 0; AST Currently In Use: 0; AST Temp Closed: 0 | 4 | 0 | 0 | 24083-057-015718 | SIPSEY RIVER OIL COMPANY
43433 | Currently in Use |  | 1990-01-05 |  | Petroleum | Premium gasoline | Premium gasoline | Retail | Steel | Steel | Coated & cathodic protection (sti-P3) |  | Fiberglass reinforced plastic |  | 1990-01-05 | None | Catchment Basin, Single walled catchment basin | Flow Rest 90% Full | Flow Rest 90% Full |  |  | Continuous Automatic Tank Gauge |  | Automatic flow restrictor (MLLD) | Automatic flow restrictor (MLLD) |  |  | Annual line testing | Annual line testing |  | UST Currently In Use: 4; UST Temp Close: 0; AST Currently In Use: 0; AST Temp Closed: 0 | 4 | 0 | 0 | 24083-057-015718 | SIPSEY RIVER OIL COMPANY
43434 | Currently in Use |  | 1990-01-05 |  | Petroleum | On road diesel | On road diesel | Retail | Steel | Steel | Coated & cathodic protection (sti-P3) |  | Fiberglass reinforced plastic |  | 1990-01-05 | None | Catchment Basin, Single walled catchment basin | Flow Rest 90% Full | Flow Rest 90% Full |  |  | Continuous Automatic Tank Gauge |  | Automatic flow restrictor (MLLD) | Automatic flow restrictor (MLLD) |  |  | Annual line testing | Annual line testing |  | UST Currently In Use: 4; UST Temp Close: 0; AST Currently In Use: 0; AST Temp Closed: 0 | 4 | 0 | 0 | 24083-057-015718 | SIPSEY RIVER OIL COMPANY
43435 | Currently in Use |  | 1992-10-24 |  | Petroleum | Unleaded gasoline | Unleaded gasoline | Retail | Steel | Steel | Coated & cathodic protection (sti-P3) |  | Double Wall, Fiberglass reinforced plastic |  |  |  | Catchment Basin, Single walled catchment basin | Automatic shutoff device At 95% full | Automatic shutoff device At 95% full |  |  | Continuous Automatic Tank Gauge |  | Automatic shutoff device (AELLD), Containment Sump | Containment Sump |  |  | Annual line testing | Annual line testing |  | UST Currently In Use: 3; UST Temp Close: 0; AST Currently In Use: 0; AST Temp Closed: 0 | 3 | 0 | 0 | 13364-003-015767 | MCKENZIE OIL COMPANY, INC.
43436 | Currently in Use |  | 1992-10-24 |  | Petroleum | Premium gasoline | Premium gasoline | Retail | Steel | Steel | Coated & cathodic protection (sti-P3) |  | Double Wall, Fiberglass reinforced plastic |  |  |  | Catchment Basin, Single walled catchment basin | Automatic shutoff device At 95% full | Automatic shutoff device At 95% full |  |  | Continuous Automatic Tank Gauge |  | Automatic shutoff device (AELLD), Containment Sump | Containment Sump |  |  | Annual line testing | Annual line testing |  | UST Currently In Use: 3; UST Temp Close: 0; AST Currently In Use: 0; AST Temp Closed: 0 | 3 | 0 | 0 | 13364-003-015767 | MCKENZIE OIL COMPANY, INC.
43437 | Permanently Closed | 1993-10-31 | 1984-06-01 | 1995-03-28 | Petroleum | On road diesel | On road diesel | Bulk facility | Steel | Steel |  | Painted or None | Steel |  | 1901-01-01 | None | Catchment Basin, Single walled catchment basin |  |  |  |  | Statistical Inventory Reconciliation (SIR) | [8 empty] | UST Currently In Use: 0; UST Temp Close: 0; AST Currently In Use: 0; AST Temp Closed: 0 | 0 | 0 | 1 | 11845-097-007252 | FLEET TRANSPORT CO
43438 | Permanently Closed | 2003-08-05 | 1992-08-19 | 2003-08-05 | Petroleum | Unleaded gasoline | Unleaded gasoline | Retail | Steel | Steel | Coated & cathodic protection (sti-P3) |  | Fiberglass reinforced plastic |  | 1901-01-01 | None | Catchment Basin, Single walled catchment basin | Automatic shutoff device At 95% full | Automatic shutoff device At 95% full |  |  | Automatic Tank Gauge |  |  |  | Interstitial Monitoring within Secondary Containment |  | Annual line testing | Annual line testing |  | UST Currently In Use: 0; UST Temp Close: 0; AST Currently In Use: 0; AST Temp Closed: 0 | 0 | 0 | 3 | 21731-003-015768 | FSB INVESTMENT LLC
43439 | Permanently Closed | 2003-08-05 | 1992-08-19 | 2003-08-05 | Petroleum | Premium gasoline | Premium gasoline | Retail | Steel | Steel | Coated & cathodic protection (sti-P3) |  | Fiberglass reinforced plastic |  | 1901-01-01 | None | Catchment Basin, Single walled catchment basin | Automatic shutoff device At 95% full | Automatic shutoff device At 95% full |  |  | Automatic Tank Gauge |  |  |  | Interstitial Monitoring within Secondary Containment |  | Annual line testing | Annual line testing |  | UST Currently In Use: 0; UST Temp Close: 0; AST Currently In Use: 0; AST Temp Closed: 0 | 0 | 0 | 3 | 21731-003-015768 | FSB INVESTMENT LLC
43440 | Permanently Closed | 2003-08-05 | 1992-08-19 | 2003-08-05 | Petroleum | On road diesel | On road diesel | Retail | Steel | Steel | Coated & cathodic protection (sti-P3) |  | Fiberglass reinforced plastic |  | 1901-01-01 | None | Catchment Basin, Single walled catchment basin | Automatic shutoff device At 95% full | Automatic shutoff device At 95% full |  |  | Automatic Tank Gauge |  |  |  | Interstitial Monitoring within Secondary Containment |  | Annual line testing | Annual line testing |  | UST Currently In Use: 0; UST Temp Close: 0; AST Currently In Use: 0; AST Temp Closed: 0 | 0 | 0 | 3 | 21731-003-015768 | FSB INVESTMENT LLC
43441 | Permanently Closed | 1998-08-04 | 1969-03-07 | 1998-08-04 | Petroleum | On road diesel | On road diesel | Emergency power generator | Steel | Steel |  | Painted or None | Steel |  | 1901-01-01 | None | [14 empty] | UST Currently In Use: 0; UST Temp Close: 0; AST Currently In Use: 0; AST Temp Closed: 0 | 0 | 0 | 1 | 17953-025-015769 | GROVE HILL MEMORIAL HOSPITAL
43442 | Permanently Closed | 1998-12-19 | 1969-01-05 | 1998-12-19 | Petroleum | On road diesel | On road diesel | Emergency Power Generator, Industrial | Steel | Steel |  |  | Steel |  | 1901-01-01 | None | [14 empty] | UST Currently In Use: 0; UST Temp Close: 0; AST Currently In Use: 0; AST Temp Closed: 0 | 0 | 0 | 1 | 17954-003-015770 | NORTH BALDWIN HOSPITAL
43443 | Currently in Use |  | 1992-09-15 |  | Petroleum | Unleaded gasoline | Unleaded gasoline | Retail | Single Wall, Steel | Steel | Coated & cathodic protection (sti-P3) |  | Double Wall, Flexible | APT |  |  | Catchment Basin, Single walled catchment basin | Automatic shutoff device At 95% full | Automatic shutoff device At 95% full |  |  | Continuous Automatic Tank Gauge |  | Automatic flow restrictor (MLLD), Containment Sump | Containment Sump |  |  | Annual line testing | Annual line testing |  | UST Currently In Use: 3; UST Temp Close: 0; AST Currently In Use: 0; AST Temp Closed: 0 | 3 | 0 | 0 | 22176-073-003009 | Circle K Stores, Inc.
43444 | Currently in Use |  | 1992-09-15 |  | Petroleum | Premium gasoline | Premium gasoline | Retail | Single Wall, Steel | Steel | Coated & cathodic protection (sti-P3) |  | Double Wall, Flexible | APT |  |  | Catchment Basin, Single walled catchment basin | Automatic shutoff device At 95% full | Automatic shutoff device At 95% full |  |  | Continuous Automatic Tank Gauge |  | Automatic flow restrictor (MLLD), Containment Sump | Containment Sump |  |  | Annual line testing | Annual line testing |  | UST Currently In Use: 3; UST Temp Close: 0; AST Currently In Use: 0; AST Temp Closed: 0 | 3 | 0 | 0 | 22176-073-003009 | Circle K Stores, Inc.
43445 | Currently in Use |  | 1992-10-05 |  | Petroleum | Unleaded gasoline | Unleaded gasoline | Retail | Double Wall, Fiberglass coated steel | Fiberglass coated steel |  |  | Double Wall, Fiberglass reinforced plastic |  | 1901-01-01 |  | Catchment Basin, Single walled catchment basin | Flow Rest 90% Full | Flow Rest 90% Full |  |  | Continuous Automatic Tank Gauge |  | Automatic shutoff device (AELLD), Containment Sump | Containment Sump |  |  | Continuous alarm system | Continuous alarm system |  | UST Currently In Use: 3; UST Temp Close: 0; AST Currently In Use: 0; AST Temp Closed: 0 | 3 | 0 | 0 | 25265-089-015771 | LGWS/CROSS AMERICA PARTNERS
43446 | Currently in Use |  | 1992-10-05 |  | Petroleum | Unleaded gasoline | Unleaded gasoline | Retail | Double Wall, Fiberglass coated steel | Fiberglass coated steel |  |  | Double Wall, Fiberglass reinforced plastic |  | 1901-01-01 |  | Catchment Basin, Single walled catchment basin | Flow Rest 90% Full | Flow Rest 90% Full |  |  | Continuous Automatic Tank Gauge |  | Automatic shutoff device (AELLD), Containment Sump | Containment Sump |  |  | Continuous alarm system | Continuous alarm system |  | UST Currently In Use: 3; UST Temp Close: 0; AST Currently In Use: 0; AST Temp Closed: 0 | 3 | 0 | 0 | 25265-089-015771 | LGWS/CROSS AMERICA PARTNERS
43447 | Currently in Use |  | 1992-09-15 |  | Petroleum | On road diesel | On road diesel | Retail | Single Wall, Steel | Steel | Coated & cathodic protection (sti-P3) |  | Double Wall, Flexible | APT |  |  | Catchment Basin, Single walled catchment basin | Automatic shutoff device At 95% full | Automatic shutoff device At 95% full |  |  | Continuous Automatic Tank Gauge |  | Automatic flow restrictor (MLLD), Containment Sump | Containment Sump |  |  | Annual line testing | Annual line testing |  | UST Currently In Use: 3; UST Temp Close: 0; AST Currently In Use: 0; AST Temp Closed: 0 | 3 | 0 | 0 | 22176-073-003009 | Circle K Stores, Inc.
43448 | Currently in Use |  | 1991-12-02 |  | Petroleum | Unleaded gasoline | Unleaded gasoline | Industrial, Local Government | Fiberglass reinforced plastic | Fiberglass reinforced plastic |  |  | Fiberglass reinforced plastic |  | 1901-01-01 | None | Catchment Basin, Single walled catchment basin | Audible high level alarm At 90% full | Audible high level alarm At 90% full |  |  | Continuous Automatic Tank Gauge | [8 empty] | UST Currently In Use: 2; UST Temp Close: 0; AST Currently In Use: 0; AST Temp Closed: 0 | 2 | 0 | 2 | 17334-003-015457 | CITY OF DAPHNE
43449 | Currently in Use |  | 1991-12-02 |  | Petroleum | On road diesel | On road diesel | Industrial, Local Government | Fiberglass reinforced plastic | Fiberglass reinforced plastic |  |  | Fiberglass reinforced plastic |  | 1901-01-01 | None | Catchment Basin, Single walled catchment basin | Audible high level alarm At 90% full | Audible high level alarm At 90% full |  |  | Continuous Automatic Tank Gauge | [8 empty] | UST Currently In Use: 2; UST Temp Close: 0; AST Currently In Use: 0; AST Temp Closed: 0 | 2 | 0 | 2 | 17334-003-015457 | CITY OF DAPHNE
43450 | Currently in Use |  | 1991-10-30 |  | Petroleum | Unleaded gasoline | Unleaded gasoline | Retail | Double Wall, Steel, MANIFOLDED | Steel | Other, TOTAL CONT |  | Double Wall, Fiberglass reinforced plastic |  |  |  | Catchment Basin, Single walled catchment basin | Flow Rest 90% Full | Flow Rest 90% Full |  |  | Continuous Automatic Tank Gauge, Statistical Inventory Reconciliation (SIR) | Single walled submersible pump containment sump | Automatic flow restrictor (MLLD), Containment Sump | Containment Sump |  |  | Annual line testing | Annual line testing |  | UST Currently In Use: 3; UST Temp Close: 0; AST Currently In Use: 1; AST Temp Closed: 0 | 3 | 0 | 3 | 13856-103-013508 | PETROLEUM SALES, INC.
43451 | Currently in Use |  | 1991-10-30 |  | Petroleum | Unleaded gasoline | Unleaded gasoline | Retail | Double Wall, Steel, MANIFOLDED | Steel | Other, TOTAL CONT |  | Double Wall, Fiberglass reinforced plastic |  |  |  | Catchment Basin, Single walled catchment basin | Flow Rest 90% Full | Flow Rest 90% Full |  |  | Continuous Automatic Tank Gauge, Statistical Inventory Reconciliation (SIR) | Single walled submersible pump containment sump | Automatic flow restrictor (MLLD), Containment Sump | Containment Sump |  |  | Annual line testing | Annual line testing |  | UST Currently In Use: 3; UST Temp Close: 0; AST Currently In Use: 1; AST Temp Closed: 0 | 3 | 0 | 3 | 13856-103-013508 | PETROLEUM SALES, INC.
43452 | Currently in Use |  | 1991-10-30 |  | Petroleum | On road diesel | On road diesel | Retail | Double Wall, Steel | Steel | Other, TOTAL CONT |  | Double Wall, Fiberglass reinforced plastic |  |  |  | Catchment Basin, Single walled catchment basin | Flow Rest 90% Full | Flow Rest 90% Full |  |  | Continuous Automatic Tank Gauge, Statistical Inventory Reconciliation (SIR) | Single walled submersible pump containment sump | Automatic flow restrictor (MLLD), Containment Sump | Containment Sump |  |  | Annual line testing | Annual line testing |  | UST Currently In Use: 3; UST Temp Close: 0; AST Currently In Use: 1; AST Temp Closed: 0 | 3 | 0 | 3 | 13856-103-013508 | PETROLEUM SALES, INC.
43454 | Permanently Closed | 2000-01-01 | 1992-09-28 |  | Petroleum | Unleaded gasoline | Unleaded gasoline | Retail | Fiberglass coated steel | Fiberglass coated steel |  |  | Fiberglass reinforced plastic |  | 1901-01-01 | None | Catchment Basin, Single walled catchment basin | Flow Rest 90% Full | Flow Rest 90% Full |  |  | Statistical Inventory Reconciliation (SIR) | [8 empty] | UST Currently In Use: 3; UST Temp Close: 0; AST Currently In Use: 0; AST Temp Closed: 0 | 3 | 0 | 4 | 23563-051-003382 | Tallassee Y LLC
43455 | Currently in Use |  | 1992-09-12 |  | Petroleum | Unleaded gasoline | Unleaded gasoline | Retail | Steel | Steel | Coated & cathodic protection (sti-P3) |  | Fiberglass reinforced plastic |  |  | Other, FLXS ISOLA | Catchment Basin, Single walled catchment basin | Automatic shutoff device At 95% full, Flow Rest 90% Full | Flow Rest 90% Full |  |  | Continuous Automatic Tank Gauge | [8 empty] | UST Currently In Use: 1; UST Temp Close: 0; AST Currently In Use: 1; AST Temp Closed: 0 | 1 | 0 | 4 | 25674-017-010275 | EAST ALABAMA LUMBER
43456 | Permanently Closed | 1998-09-02 | 1991-08-06 | 1998-09-02 | Petroleum | Unleaded gasoline | Unleaded gasoline | State/federal government | Fiberglass reinforced plastic | Fiberglass reinforced plastic |  |  | Fiberglass reinforced plastic |  | 1901-01-01 | Field installed cathodic protection | Catchment Basin, Single walled catchment basin | Flow Rest 90% Full | Flow Rest 90% Full | Interstitial Monitoring within Secondary Containment |  | Automatic Tank Gauge, Statistical Inventory Reconciliation (SIR) |  |  |  | Interstitial Monitoring within Secondary Containment |  | Statistical inventory reconciliation (SIR) | Statistical inventory reconciliation (SIR) |  | UST Currently In Use: 0; UST Temp Close: 0; AST Currently In Use: 0; AST Temp Closed: 0 | 0 | 0 | 2 | 19614-077-009176 | POSTMASTER
43457 | Temporary Closed | 2010-07-31 | 1990-02-08 |  | Petroleum | Premium gasoline | Premium gasoline | Industrial | Fiberglass reinforced plastic | Fiberglass reinforced plastic |  |  | Fiberglass reinforced plastic |  | 1901-01-01 |  | Catchment Basin, Single walled catchment basin | Automatic shutoff device At 95% full | Automatic shutoff device At 95% full |  |  | Continuous Automatic Tank Gauge | [8 empty] | UST Currently In Use: 0; UST Temp Close: 1; AST Currently In Use: 0; AST Temp Closed: 0 | 0 | 1 | 0 | 21142-121-015539 | TALLADEGA MUNICIPAL AIRPORT BOARD
43458 | Temporary Closed | 2002-01-01 | 1990-10-15 |  | Petroleum | On road diesel | On road diesel |  | Fiberglass reinforced plastic | Fiberglass reinforced plastic |  |  | Fiberglass reinforced plastic |  | 1901-01-01 |  | Catchment Basin, Single walled catchment basin | Flow Rest 90% Full | Flow Rest 90% Full |  |  | Automatic Tank Gauge | [8 empty] | UST Currently In Use: 0; UST Temp Close: 1; AST Currently In Use: 0; AST Temp Closed: 0 | 0 | 1 | 1 | 24467-027-009367 | BIBB GRAVES ALUMNI ASSOCIATION
43459 | Currently in Use |  | 1990-10-22 |  | Petroleum | On road diesel | On road diesel | Local government | Fiberglass reinforced plastic | Fiberglass reinforced plastic |  |  | Fiberglass reinforced plastic |  | 1901-01-01 | None | Catchment Basin, Single walled catchment basin | Flow Rest 90% Full | Flow Rest 90% Full |  |  | Automatic Tank Gauge | [8 empty] | UST Currently In Use: 1; UST Temp Close: 0; AST Currently In Use: 0; AST Temp Closed: 0 | 1 | 0 | 1 | 11111-027-009368 | CLAY COUNTY BOARD OF EDUCATION
43460 | Temporary Closed | 2012-10-26 | 1990-10-08 |  | Petroleum | On road diesel | On road diesel | Farm/Residential tank Less Than 1100 gal (Not Regulated), Local Government | Fiberglass reinforced plastic | Fiberglass reinforced plastic |  |  | Fiberglass reinforced plastic |  | 1901-01-01 | None | Catchment Basin, Single walled catchment basin | Flow Rest 90% Full | Flow Rest 90% Full |  |  | Continuous Automatic Tank Gauge | [8 empty] | UST Currently In Use: 0; UST Temp Close: 1; AST Currently In Use: 0; AST Temp Closed: 0 | 0 | 1 | 1 | 11111-027-009369 | CLAY COUNTY BOARD OF EDUCATION
43461 | Temporary Closed | 2002-01-01 | 1990-10-01 |  | Petroleum | On road diesel | On road diesel |  | Fiberglass reinforced plastic | Fiberglass reinforced plastic |  |  | Fiberglass reinforced plastic |  | 1901-01-01 | None | Catchment Basin, Single walled catchment basin | Flow Rest 90% Full | Flow Rest 90% Full |  |  | Automatic Tank Gauge | [8 empty] | UST Currently In Use: 0; UST Temp Close: 1; AST Currently In Use: 0; AST Temp Closed: 0 | 0 | 1 | 1 | 24572-027-009371 | MELLOW VALLEY COMMUNITY CENTER
43462 | Currently in Use |  | 1992-06-15 |  | Petroleum | Unleaded gasoline | Unleaded gasoline | Retail | Fiberglass reinforced plastic | Fiberglass reinforced plastic |  |  | Flexible, ENVIROFLEX |  | 1901-01-01 |  | Catchment Basin, Single walled catchment basin | Automatic shutoff device At 95% full, Flow Rest 90% Full | Flow Rest 90% Full |  |  | Continuous Automatic Tank Gauge |  | Automatic shutoff device (AELLD), Containment Sump | Containment Sump | [5 empty] | UST Currently In Use: 3; UST Temp Close: 0; AST Currently In Use: 0; AST Temp Closed: 0 | 3 | 0 | 0 | 24604-001-015719 | 1679 EAST MAIN STREET
43463 | Currently in Use |  | 1992-06-15 |  | Petroleum | On road diesel | On road diesel | Retail | Fiberglass reinforced plastic | Fiberglass reinforced plastic |  |  | Flexible, ENVIROFLEX |  | 1901-01-01 |  | Catchment Basin, Single walled catchment basin | Automatic shutoff device At 95% full, Flow Rest 90% Full | Flow Rest 90% Full |  |  | Continuous Automatic Tank Gauge |  | Automatic shutoff device (AELLD), Containment Sump | Containment Sump |  |  | Annual line testing | Annual line testing |  | UST Currently In Use: 3; UST Temp Close: 0; AST Currently In Use: 0; AST Temp Closed: 0 | 3 | 0 | 0 | 24604-001-015719 | 1679 EAST MAIN STREET
43464 | Currently in Use |  | 1992-06-15 |  | Petroleum | Premium gasoline | Premium gasoline | Retail | Fiberglass reinforced plastic | Fiberglass reinforced plastic |  |  | Flexible, ENVIROFLEX |  | 1901-01-01 |  | Catchment Basin, Single walled catchment basin | Flow Rest 90% Full | Flow Rest 90% Full |  |  | Continuous Automatic Tank Gauge |  | Automatic shutoff device (AELLD), Containment Sump | Containment Sump |  |  | Annual line testing | Annual line testing |  | UST Currently In Use: 3; UST Temp Close: 0; AST Currently In Use: 0; AST Temp Closed: 0 | 3 | 0 | 0 | 24604-001-015719 | 1679 EAST MAIN STREET
43465 | Permanently Closed | 1999-04-29 | 1992-11-06 | 1999-10-13 | Petroleum | Unleaded gasoline | Unleaded gasoline | Retail | Steel | Steel | Coated & cathodic protection (sti-P3) |  | Fiberglass reinforced plastic |  | 1901-01-01 | None | Catchment Basin, Single walled catchment basin | Automatic shutoff device At 95% full, Flow Rest 90% Full | Flow Rest 90% Full |  |  | Statistical Inventory Reconciliation (SIR) | [5 empty] | Annual line testing, Statistical inventory reconciliation (SIR) | Statistical inventory reconciliation (SIR) |  | UST Currently In Use: 0; UST Temp Close: 0; AST Currently In Use: 0; AST Temp Closed: 0 | 0 | 0 | 4 | 14746-023-002198 | EZ SERVE C STORES INC C/O TITAN MGT
43466 | Permanently Closed | 1999-04-29 | 1992-11-06 | 1999-10-13 | Petroleum | Unleaded gasoline | Unleaded gasoline | Retail | Steel | Steel | Coated & cathodic protection (sti-P3) |  | Fiberglass reinforced plastic |  | 1901-01-01 | None | Catchment Basin, Single walled catchment basin | Automatic shutoff device At 95% full, Flow Rest 90% Full | Flow Rest 90% Full |  |  | Statistical Inventory Reconciliation (SIR) | [5 empty] | Annual line testing, Statistical inventory reconciliation (SIR) | Statistical inventory reconciliation (SIR) |  | UST Currently In Use: 0; UST Temp Close: 0; AST Currently In Use: 0; AST Temp Closed: 0 | 0 | 0 | 4 | 14746-023-002198 | EZ SERVE C STORES INC C/O TITAN MGT
43467 | Permanently Closed | 2018-01-15 | 1992-12-09 | 2019-09-26 | Petroleum | Unleaded gasoline | Unleaded gasoline | Retail | Steel | Steel | Coated & cathodic protection (sti-P3) |  | Fiberglass reinforced plastic |  | 1901-01-01 | None | Catchment Basin, Single walled catchment basin | Flow Rest 90% Full | Flow Rest 90% Full | Interstitial Monitoring within Secondary Containment |  | Automatic Tank Gauge |  | Automatic flow restrictor (MLLD) | Automatic flow restrictor (MLLD) | Interstitial Monitoring within Secondary Containment |  | Continuous alarm system | Continuous alarm system |  | UST Currently In Use: 0; UST Temp Close: 0; AST Currently In Use: 0; AST Temp Closed: 0 | 0 | 0 | 4 | 17956-003-010346 | CHARLIE KICHLER
43468 | Currently in Use |  | 1992-08-30 |  | Petroleum | Unleaded gasoline | Unleaded gasoline | Retail | Steel | Steel | Coated & cathodic protection (sti-P3) |  | Fiberglass reinforced plastic |  |  |  | Catchment Basin, Single walled catchment basin | Automatic shutoff device At 95% full | Automatic shutoff device At 95% full |  |  | Continuous Automatic Tank Gauge |  | Automatic flow restrictor (MLLD) | Automatic flow restrictor (MLLD) |  |  | Annual line testing | Annual line testing |  | UST Currently In Use: 2; UST Temp Close: 0; AST Currently In Use: 3; AST Temp Closed: 0 | 2 | 0 | 4 | 20875-039-005909 | GITTY UP-N-GO, INC.
43469 | Currently in Use |  | 1992-08-30 |  | Petroleum | Premium gasoline | Premium gasoline | Retail | Steel | Steel | Coated & cathodic protection (sti-P3) |  | Fiberglass reinforced plastic |  |  |  | Catchment Basin, Single walled catchment basin | Automatic shutoff device At 95% full | Automatic shutoff device At 95% full |  |  | Continuous Automatic Tank Gauge |  | Automatic flow restrictor (MLLD) | Automatic flow restrictor (MLLD) |  |  | Annual line testing | Annual line testing |  | UST Currently In Use: 2; UST Temp Close: 0; AST Currently In Use: 3; AST Temp Closed: 0 | 2 | 0 | 4 | 20875-039-005909 | GITTY UP-N-GO, INC.
43470 | Temporary Closed | 2017-07-06 | 1992-11-09 |  | Petroleum | On road diesel | On road diesel | Emergency Power Generator, State/Federal Government | Double Wall, Fiberglass reinforced plastic | Fiberglass reinforced plastic |  |  | Double Wall, Fiberglass reinforced plastic |  | 1901-01-01 | Isolated or Above Ground | Other, SUMP | Audible high level alarm At 90% full, Flow Rest 90% Full | Flow Rest 90% Full | Interstitial Monitoring within Secondary Containment |  | Automatic Tank Gauge |  | Other, GENERATOR | Other | [5 empty] | UST Currently In Use: 0; UST Temp Close: 2; AST Currently In Use: 0; AST Temp Closed: 0 | 0 | 2 | 1 | 25160-073-015709 | UNIV OF ALA HEALTH SVC FOUNDATION PC
43471 | Temporary Closed | 2017-07-06 | 1992-12-10 |  | Petroleum | On road diesel | On road diesel | Emergency Power Generator, State/Federal Government | Double Wall, Fiberglass reinforced plastic | Fiberglass reinforced plastic |  |  | Double Wall, Fiberglass reinforced plastic, DBWALL |  | 1901-01-01 | Isolated or Above Ground | Other, SUMP | Audible high level alarm At 90% full, Flow Rest 90% Full | Flow Rest 90% Full | Interstitial Monitoring within Secondary Containment |  | Automatic Tank Gauge |  | Other, GENERATOR | Other | Interstitial Monitoring within Secondary Containment |  |  |  |  | UST Currently In Use: 0; UST Temp Close: 2; AST Currently In Use: 0; AST Temp Closed: 0 | 0 | 2 | 1 | 25160-073-015709 | UNIV OF ALA HEALTH SVC FOUNDATION PC
43472 | Currently in Use |  | 1992-12-21 |  | Petroleum | On road diesel | On road diesel | Industrial | Double Wall, Fiberglass reinforced plastic | Fiberglass reinforced plastic |  |  | Double Wall, Fiberglass reinforced plastic |  | 1901-01-01 | None | Catchment Basin, Single walled catchment basin | Audible high level alarm At 90% full, Automatic shutoff device At 95% full, Flow Rest 90% Full | Flow Rest 90% Full | Interstitial Monitoring within Secondary Containment | SENSOR TO ATG | Continuous Automatic Tank Gauge |  | Automatic shutoff device (AELLD), Containment Sump, Sump sensor relayed to automatically shut off submersible pump | Sump sensor relayed to automatically shut off submersible pump | Interstitial Monitoring within Secondary Containment | SENSOR TO ATG | Continuous alarm system | Continuous alarm system |  | UST Currently In Use: 1; UST Temp Close: 0; AST Currently In Use: 0; AST Temp Closed: 0 | 1 | 0 | 2 | 10146-009-011573 | ALABAMA POWER COMPANY
43473 | Currently in Use |  | 1992-12-16 |  | Petroleum | Unleaded gasoline | Unleaded gasoline | Industrial | Double Wall, Fiberglass reinforced plastic | Fiberglass reinforced plastic |  |  | Double Wall, Fiberglass reinforced plastic, Flexible | APT | 2007-07-03 | None | Catchment Basin, Single walled catchment basin | Audible high level alarm At 90% full, Flow Rest 90% Full | Flow Rest 90% Full | Interstitial Monitoring within Secondary Containment | SENSOR TO ATG | Automatic Tank Gauge | Single walled submersible pump containment sump | Automatic shutoff device (AELLD), Containment Sump | Containment Sump |  | SENSOR TO ATG | Continuous alarm system, Other, REQUIRED | Other |  | UST Currently In Use: 2; UST Temp Close: 0; AST Currently In Use: 0; AST Temp Closed: 0 | 2 | 0 | 2 | 10146-073-010988 | ALABAMA POWER COMPANY
43474 | Currently in Use |  | 1992-12-16 |  | Petroleum | On road diesel | On road diesel | Industrial | Double Wall, Fiberglass reinforced plastic | Fiberglass reinforced plastic |  |  | Double Wall, Fiberglass reinforced plastic, Flexible | APT | 2007-07-03 | None | Catchment Basin, Single walled catchment basin | Audible high level alarm At 90% full, Flow Rest 90% Full | Flow Rest 90% Full | Interstitial Monitoring within Secondary Containment | SENSOR TO ATG | Automatic Tank Gauge | Single walled submersible pump containment sump | Automatic shutoff device (AELLD), Containment Sump | Containment Sump |  |  | Continuous alarm system, Other, REQIRED | Other |  | UST Currently In Use: 2; UST Temp Close: 0; AST Currently In Use: 0; AST Temp Closed: 0 | 2 | 0 | 2 | 10146-073-010988 | ALABAMA POWER COMPANY
43475 | Currently in Use |  | 1992-10-12 |  | Petroleum | On road diesel | On road diesel | Retail | Single Wall, Steel | Steel | Coated & cathodic protection (sti-P3) |  | Double Wall, Fiberglass reinforced plastic |  |  |  | Catchment Basin, Single walled catchment basin | Automatic shutoff device At 95% full | Automatic shutoff device At 95% full |  |  | Continuous Automatic Tank Gauge |  | Automatic flow restrictor (MLLD) | Automatic flow restrictor (MLLD) | Interstitial Monitoring within Secondary Containment | SENSOR TO ATG | Annual line testing, Continuous alarm system | Continuous alarm system |  | UST Currently In Use: 3; UST Temp Close: 0; AST Currently In Use: 0; AST Temp Closed: 0 | 3 | 0 | 0 | 25244-089-006200 | MEX NORTH ALABAMA, LLC.
43476 | Currently in Use |  | 1992-10-12 |  | Petroleum | Premium gasoline | Premium gasoline | Retail | Single Wall, Steel | Steel | Coated & cathodic protection (sti-P3) |  | Double Wall, Fiberglass reinforced plastic |  |  |  | Catchment Basin, Single walled catchment basin | Automatic shutoff device At 95% full | Automatic shutoff device At 95% full |  |  | Continuous Automatic Tank Gauge |  | Automatic flow restrictor (MLLD) | Automatic flow restrictor (MLLD) | Interstitial Monitoring within Secondary Containment | SENSOR TO ATG | Annual line testing, Continuous alarm system | Continuous alarm system |  | UST Currently In Use: 3; UST Temp Close: 0; AST Currently In Use: 0; AST Temp Closed: 0 | 3 | 0 | 0 | 25244-089-006200 | MEX NORTH ALABAMA, LLC.
43477 | Currently in Use |  | 1992-10-12 |  | Petroleum | Unleaded gasoline | Unleaded gasoline | Retail | Single Wall, Steel | Steel | Coated & cathodic protection (sti-P3) |  | Double Wall, Fiberglass reinforced plastic |  |  |  | Catchment Basin, Single walled catchment basin | Automatic shutoff device At 95% full | Automatic shutoff device At 95% full |  |  | Continuous Automatic Tank Gauge |  | Automatic flow restrictor (MLLD) | Automatic flow restrictor (MLLD) | Interstitial Monitoring within Secondary Containment | SENSOR TO ATG | Annual line testing, Continuous alarm system | Continuous alarm system |  | UST Currently In Use: 3; UST Temp Close: 0; AST Currently In Use: 0; AST Temp Closed: 0 | 3 | 0 | 0 | 25244-089-006200 | MEX NORTH ALABAMA, LLC.
43478 | Currently in Use |  | 1992-11-06 |  | Petroleum | On road diesel | On road diesel | Industrial | Double Wall, Steel | Steel | Coated & cathodic protection (sti-P3) |  | Double Wall, Fiberglass reinforced plastic |  |  | Field installed cathodic protection | Catchment Basin, Single walled catchment basin | Automatic shutoff device At 95% full | Automatic shutoff device At 95% full |  |  | Automatic Tank Gauge | [8 empty] | UST Currently In Use: 1; UST Temp Close: 0; AST Currently In Use: 0; AST Temp Closed: 0 | 1 | 0 | 1 | 24510-103-002510 | PARKER TOWING COMPANY INC
43479 | Permanently Closed | 1995-01-01 | 1983-01-01 | 1998-09-18 | Petroleum | Unleaded gasoline | Unleaded gasoline |  | Steel | Steel | Coated & cathodic protection (sti-P3) |  | Steel |  | 1901-01-01 |  | Catchment Basin, Single walled catchment basin | Flow Rest 90% Full | Flow Rest 90% Full | [11 empty] | UST Currently In Use: 0; UST Temp Close: 0; AST Currently In Use: 0; AST Temp Closed: 0 | 0 | 0 | 1 | 17863-079-015772 | BRADFORD BROWN
43480 | Currently in Use |  | 1984-06-01 |  | Petroleum | On road diesel | On road diesel | Retail | Steel | Steel | Field installed cathodic protection |  | Double Wall, Steel |  |  | Field installed cathodic protection | Catchment Basin, Single walled catchment basin | Automatic shutoff device At 95% full, Flow Rest 90% Full | Flow Rest 90% Full |  |  | Statistical Inventory Reconciliation (SIR) | [8 empty] | UST Currently In Use: 4; UST Temp Close: 0; AST Currently In Use: 0; AST Temp Closed: 0 | 4 | 0 | 0 | 24845-131-007775 | SHAUN REED
43481 | Permanently Closed | 1998-08-27 | 1982-01-05 | 1998-08-27 | Petroleum | Unleaded gasoline | Unleaded gasoline | Retail |  |  |  |  | Steel |  | 1901-01-01 | [6 empty] | Statistical Inventory Reconciliation (SIR) | [8 empty] | UST Currently In Use: 1; UST Temp Close: 0; AST Currently In Use: 0; AST Temp Closed: 0 | 1 | 0 | 3 | 24596-021-003481 | HOLDEN ENERGY LLC
43482 | Permanently Closed | 1998-08-27 | 1982-01-05 | 1998-08-27 | Petroleum | Unleaded gasoline | Unleaded gasoline | Retail | Steel | Steel |  |  | Steel |  | 1901-01-01 | [6 empty] | Statistical Inventory Reconciliation (SIR) | [8 empty] | UST Currently In Use: 1; UST Temp Close: 0; AST Currently In Use: 0; AST Temp Closed: 0 | 1 | 0 | 3 | 24596-021-003481 | HOLDEN ENERGY LLC
43483 | Temporary Closed | 2005-11-30 | 1992-11-02 |  | Petroleum | Unleaded gasoline | Unleaded gasoline | Bulk facility | Steel | Steel | Coated & cathodic protection (sti-P3) |  | Other, ABOVE-GR |  |  | Other, ABOVE-GR | Catchment Basin, Single walled catchment basin | Automatic shutoff device At 95% full | Automatic shutoff device At 95% full |  |  | Statistical Inventory Reconciliation (SIR) |  | Other, ABOVE-GR | Other |  |  | Other, ABOVE-GR | Other |  | UST Currently In Use: 0; UST Temp Close: 4; AST Currently In Use: 0; AST Temp Closed: 0 | 0 | 4 | 0 | 10576-109-015534 | BLACK AND BOTTS OIL CO INC
43486 | Temporary Closed | 2005-11-30 | 1992-11-02 |  | Petroleum | Unleaded gasoline | Unleaded gasoline | Bulk facility | Steel | Steel | Coated & cathodic protection (sti-P3) |  | Other, ABOVE-GR |  |  | Other, ABOVE-GR | Catchment Basin, Single walled catchment basin | Automatic shutoff device At 95% full | Automatic shutoff device At 95% full |  |  | Statistical Inventory Reconciliation (SIR) |  | Other, ABOVE-GR | Other |  |  | Other, ABOVE-GR | Other |  | UST Currently In Use: 0; UST Temp Close: 4; AST Currently In Use: 0; AST Temp Closed: 0 | 0 | 4 | 0 | 10576-109-015534 | BLACK AND BOTTS OIL CO INC
43489 | Temporary Closed | 2005-11-30 | 1992-11-02 |  | Petroleum | Unleaded gasoline | Unleaded gasoline | Bulk facility | Steel | Steel | Coated & cathodic protection (sti-P3) |  | Other, ABOVE-GR |  |  | Other, ABOVE-GR | Catchment Basin, Single walled catchment basin | Automatic shutoff device At 95% full | Automatic shutoff device At 95% full |  |  | Statistical Inventory Reconciliation (SIR) |  | Other, ABOVE-GR | Other |  |  | Other, ABOVE-GR | Other |  | UST Currently In Use: 0; UST Temp Close: 4; AST Currently In Use: 0; AST Temp Closed: 0 | 0 | 4 | 0 | 10576-109-015534 | BLACK AND BOTTS OIL CO INC
43492 | Temporary Closed | 2005-11-30 | 1992-11-02 |  | Petroleum | On road diesel | On road diesel | Bulk facility | Steel | Steel | Coated & cathodic protection (sti-P3) |  | Other, ABOVE-GR |  |  | Other, ABOVE-GR | Catchment Basin, Single walled catchment basin | Automatic shutoff device At 95% full | Automatic shutoff device At 95% full |  |  | Statistical Inventory Reconciliation (SIR) |  | Other, ABOVE-GR | Other |  |  | Other, ABOVE-GR | Other |  | UST Currently In Use: 0; UST Temp Close: 4; AST Currently In Use: 0; AST Temp Closed: 0 | 0 | 4 | 0 | 10576-109-015534 | BLACK AND BOTTS OIL CO INC
43493 | Temporary Closed | 2018-06-01 | 1992-11-10 |  | Petroleum | Unleaded gasoline | Unleaded gasoline | Retail | Steel | Steel | Coated & cathodic protection (sti-P3) |  | Fiberglass reinforced plastic |  |  | Other, FLXS ISOLA | Catchment Basin, Single walled catchment basin | Automatic shutoff device At 95% full, Flow Rest 90% Full | Flow Rest 90% Full |  |  | Statistical Inventory Reconciliation (SIR) | [8 empty] | UST Currently In Use: 0; UST Temp Close: 3; AST Currently In Use: 0; AST Temp Closed: 0 | 0 | 3 | 3 | 16883-113-014636 | Bernard G Carlisle (former CRAWFORD ROAD GAS AND GROCERY INC)
43496 | Temporary Closed | 2018-06-01 | 1992-11-10 |  | Petroleum | Mid-grade gasoline | Mid-grade gasoline | Retail | Steel | Steel | Coated & cathodic protection (sti-P3) |  | Fiberglass reinforced plastic |  |  | Other, FLXS ISOLA | Catchment Basin, Single walled catchment basin | Automatic shutoff device At 95% full, Flow Rest 90% Full | Flow Rest 90% Full |  |  | Statistical Inventory Reconciliation (SIR) | [8 empty] | UST Currently In Use: 0; UST Temp Close: 3; AST Currently In Use: 0; AST Temp Closed: 0 | 0 | 3 | 3 | 16883-113-014636 | Bernard G Carlisle (former CRAWFORD ROAD GAS AND GROCERY INC)
43499 | Temporary Closed | 2018-06-01 | 1992-11-10 |  | Petroleum | Premium gasoline | Premium gasoline | Retail | Steel | Steel | Coated & cathodic protection (sti-P3) |  | Fiberglass reinforced plastic |  |  | Other, FLXS ISOLA | Catchment Basin, Single walled catchment basin | Automatic shutoff device At 95% full, Flow Rest 90% Full | Flow Rest 90% Full |  |  | Statistical Inventory Reconciliation (SIR) | [8 empty] | UST Currently In Use: 0; UST Temp Close: 3; AST Currently In Use: 0; AST Temp Closed: 0 | 0 | 3 | 3 | 16883-113-014636 | Bernard G Carlisle (former CRAWFORD ROAD GAS AND GROCERY INC)
43500 | Currently in Use |  | 1992-07-22 |  | Petroleum | Unleaded gasoline | Unleaded gasoline | Local government | Steel | Steel | Coated & cathodic protection (sti-P3) |  | Fiberglass reinforced plastic |  |  | Other, FLXS ISOLA | Catchment Basin, Single walled catchment basin | Automatic shutoff device At 95% full | Automatic shutoff device At 95% full |  |  | Automatic Tank Gauge |  | Automatic flow restrictor (MLLD), Containment Sump, Sump sensor relayed to automatically shut off submersible pump | Sump sensor relayed to automatically shut off submersible pump | Interstitial Monitoring within Secondary Containment | SENSOR TO ATG |  |  |  | UST Currently In Use: 1; UST Temp Close: 0; AST Currently In Use: 0; AST Temp Closed: 0 | 1 | 0 | 2 | 10170-123-001724 | ALEX CITY BOARD OF EDUCATION
43501 | Currently in Use |  | 1993-01-15 |  | Petroleum | Unleaded gasoline | Unleaded gasoline | Retail | Steel | Steel | Coated & cathodic protection (sti-P3) |  | Fiberglass reinforced plastic, DBWALL |  |  |  | Catchment Basin, Single walled catchment basin | Automatic shutoff device At 95% full, Flow Rest 90% Full | Flow Rest 90% Full |  |  | Continuous Automatic Tank Gauge |  | Automatic shutoff device (AELLD), Sump sensor relayed to automatically shut off submersible pump, MANIFOLDED | Sump sensor relayed to automatically shut off submersible pump |  |  | Other, MANIFOLDED | Other |  | UST Currently In Use: 3; UST Temp Close: 0; AST Currently In Use: 0; AST Temp Closed: 0 | 3 | 0 | 2 | 20411-117-011281 | DC OIL COMPANY
43503 | Currently in Use |  | 1993-01-15 |  | Petroleum | Premium gasoline | Premium gasoline | Retail | Steel | Steel | Coated & cathodic protection (sti-P3) |  | Fiberglass reinforced plastic, DBWALL |  |  |  | Catchment Basin, Single walled catchment basin | Automatic shutoff device At 95% full, Flow Rest 90% Full | Flow Rest 90% Full |  |  | Continuous Automatic Tank Gauge |  | Automatic shutoff device (AELLD) | Automatic shutoff device (AELLD) | [5 empty] | UST Currently In Use: 3; UST Temp Close: 0; AST Currently In Use: 0; AST Temp Closed: 0 | 3 | 0 | 2 | 20411-117-011281 | DC OIL COMPANY
43504 | Temporary Closed | 2016-09-28 | 1992-12-15 |  | Petroleum | Unleaded gasoline | Unleaded gasoline | Retail | Single Wall, Steel | Steel | Coated & cathodic protection (sti-P3) |  | Fiberglass reinforced plastic, Single Wall |  |  | Other, FLXS ISOLA | Catchment Basin, Single walled catchment basin | Automatic shutoff device At 95% full | Automatic shutoff device At 95% full |  |  | Continuous Automatic Tank Gauge | Direct Bury submersible pump | [7 empty] | UST Currently In Use: 0; UST Temp Close: 1; AST Currently In Use: 0; AST Temp Closed: 0 | 0 | 1 | 0 | 24752-043-010936 | STACY MCCAIN
43505 | Temporary Closed | 2017-07-20 | 1992-12-20 |  | Petroleum | Unleaded gasoline | Unleaded gasoline | Retail | Steel | Steel | Coated & cathodic protection (sti-P3) |  | Fiberglass reinforced plastic |  |  | Other, FLXS ISOLA | Catchment Basin, Single walled catchment basin | Flow Rest 90% Full | Flow Rest 90% Full |  |  | Automatic Tank Gauge | [8 empty] | UST Currently In Use: 0; UST Temp Close: 3; AST Currently In Use: 0; AST Temp Closed: 0 | 0 | 3 | 0 | 21317-081-015536 | MICHAEL H KISER
43516 | Temporary Closed | 2016-10-01 | 1992-12-20 |  | Petroleum | On road diesel | On road diesel | Retail | Steel | Steel | Coated & cathodic protection (sti-P3) |  | Fiberglass reinforced plastic |  |  | Other, FLXS ISOLA | Catchment Basin, Single walled catchment basin | Flow Rest 90% Full | Flow Rest 90% Full |  |  | Automatic Tank Gauge | [8 empty] | UST Currently In Use: 0; UST Temp Close: 3; AST Currently In Use: 0; AST Temp Closed: 0 | 0 | 3 | 0 | 21317-081-015536 | MICHAEL H KISER
43519 | Temporary Closed | 2017-07-14 | 1992-12-20 |  | Petroleum | On road diesel | On road diesel | Retail | Steel | Steel | Coated & cathodic protection (sti-P3) |  | Fiberglass reinforced plastic |  |  | Other, FLXS ISOLA | Catchment Basin, Single walled catchment basin | Flow Rest 90% Full | Flow Rest 90% Full |  |  | Automatic Tank Gauge | [8 empty] | UST Currently In Use: 0; UST Temp Close: 3; AST Currently In Use: 0; AST Temp Closed: 0 | 0 | 3 | 0 | 21317-081-015536 | MICHAEL H KISER
43537 | Currently in Use |  | 1992-10-27 |  | Petroleum | Unleaded gasoline | Unleaded gasoline | Retail | Double Wall, Fiberglass reinforced plastic | Fiberglass reinforced plastic |  |  | Double Wall, Fiberglass reinforced plastic |  | 1901-01-01 |  | Catchment Basin, Single walled catchment basin | Flow Rest 90% Full | Flow Rest 90% Full |  |  | Continuous Automatic Tank Gauge | Single walled submersible pump containment sump, Single walled under dispenser containment | Automatic shutoff device (AELLD) | Automatic shutoff device (AELLD) |  |  | Automatic electronic line leak detector (AELLD) | Automatic electronic line leak detector (AELLD) | Pressurized Piping | UST Currently In Use: 2; UST Temp Close: 0; AST Currently In Use: 1; AST Temp Closed: 0 | 2 | 0 | 6 | 12300-043-000432 | HAYS AND SON OIL COMPANY, INC.
43538 | Currently in Use |  | 1992-10-27 |  | Petroleum | Premium gasoline | Premium gasoline | Retail | Double Wall, Fiberglass reinforced plastic | Fiberglass reinforced plastic |  |  | Double Wall, Fiberglass reinforced plastic |  | 1901-01-01 |  | Catchment Basin, Single walled catchment basin | Flow Rest 90% Full | Flow Rest 90% Full |  |  | Continuous Automatic Tank Gauge | Single walled submersible pump containment sump, Single walled under dispenser containment | Automatic shutoff device (AELLD) | Automatic shutoff device (AELLD) |  |  | Automatic electronic line leak detector (AELLD) | Automatic electronic line leak detector (AELLD) | Pressurized Piping | UST Currently In Use: 2; UST Temp Close: 0; AST Currently In Use: 1; AST Temp Closed: 0 | 2 | 0 | 6 | 12300-043-000432 | HAYS AND SON OIL COMPANY, INC.
43539 | Temporary Closed | 2007-06-30 | 1990-01-15 |  | Petroleum | Unleaded gasoline | Unleaded gasoline | Retail | Steel | Steel | Coated & cathodic protection (sti-P3) |  | Fiberglass reinforced plastic |  | 1901-01-01 |  | Catchment Basin, Single walled catchment basin | Automatic shutoff device At 95% full | Automatic shutoff device At 95% full |  |  | Statistical Inventory Reconciliation (SIR) | [8 empty] | UST Currently In Use: 0; UST Temp Close: 4; AST Currently In Use: 0; AST Temp Closed: 0 | 0 | 4 | 4 | 21796-109-002739 | MAX REEVES
43542 | Temporary Closed | 2007-06-30 | 1990-01-15 |  | Petroleum | Unleaded gasoline | Unleaded gasoline | Retail | Steel | Steel | Coated & cathodic protection (sti-P3) |  | Fiberglass reinforced plastic |  | 1901-01-01 |  | Catchment Basin, Single walled catchment basin | Automatic shutoff device At 95% full | Automatic shutoff device At 95% full |  |  | Statistical Inventory Reconciliation (SIR) | [8 empty] | UST Currently In Use: 0; UST Temp Close: 4; AST Currently In Use: 0; AST Temp Closed: 0 | 0 | 4 | 4 | 21796-109-002739 | MAX REEVES
43545 | Temporary Closed | 2007-06-30 | 1990-01-15 |  | Petroleum | Unleaded gasoline | Unleaded gasoline | Retail | Steel | Steel | Coated & cathodic protection (sti-P3) |  | Fiberglass reinforced plastic |  | 1901-01-01 |  | Catchment Basin, Single walled catchment basin | Automatic shutoff device At 95% full | Automatic shutoff device At 95% full |  |  | Statistical Inventory Reconciliation (SIR) | [8 empty] | UST Currently In Use: 0; UST Temp Close: 4; AST Currently In Use: 0; AST Temp Closed: 0 | 0 | 4 | 4 | 21796-109-002739 | MAX REEVES
43548 | Temporary Closed | 2007-06-30 | 1990-01-15 |  | Petroleum | On road diesel | On road diesel | Retail | Steel | Steel | Coated & cathodic protection (sti-P3) |  | Fiberglass reinforced plastic |  | 1901-01-01 |  | Catchment Basin, Single walled catchment basin | Automatic shutoff device At 95% full | Automatic shutoff device At 95% full |  |  | Statistical Inventory Reconciliation (SIR) | [8 empty] | UST Currently In Use: 0; UST Temp Close: 4; AST Currently In Use: 0; AST Temp Closed: 0 | 0 | 4 | 4 | 21796-109-002739 | MAX REEVES
43549 | Cannot Locate or abandoned | 2000-01-01 | 1992-04-16 |  | Petroleum | Unleaded gasoline | Unleaded gasoline | Industrial | Steel | Steel | Coated & cathodic protection (sti-P3) |  | Fiberglass reinforced plastic |  | 1901-01-01 | Field installed cathodic protection | Catchment Basin, Single walled catchment basin | Flow Rest 90% Full | Flow Rest 90% Full | [11 empty] | UST Currently In Use: 0; UST Temp Close: 0; AST Currently In Use: 0; AST Temp Closed: 0 | 0 | 0 | 0 | 17870-103-015773 | NURSERY SALES YARD & LANDSCAPING
43550 | Cannot Locate or abandoned | 2000-01-01 | 1992-04-16 |  | Petroleum | On road diesel | On road diesel | Industrial | Steel | Steel | Coated & cathodic protection (sti-P3) |  | Fiberglass reinforced plastic |  | 1901-01-01 | Field installed cathodic protection | Catchment Basin, Single walled catchment basin | Flow Rest 90% Full | Flow Rest 90% Full | [11 empty] | UST Currently In Use: 0; UST Temp Close: 0; AST Currently In Use: 0; AST Temp Closed: 0 | 0 | 0 | 0 | 17870-103-015773 | NURSERY SALES YARD & LANDSCAPING
43551 | Permanently Closed | 2001-05-11 | 1988-03-18 | 2001-08-20 | Petroleum | Unleaded gasoline | Unleaded gasoline | Bulk facility, Local Government | Steel | Steel | Coated & cathodic protection (sti-P3) |  | Fiberglass reinforced plastic |  | 1901-01-01 | None | Catchment Basin, Single walled catchment basin | Automatic shutoff device At 95% full | Automatic shutoff device At 95% full | [8 empty] | Annual line testing | Annual line testing |  | UST Currently In Use: 0; UST Temp Close: 0; AST Currently In Use: 0; AST Temp Closed: 0 | 0 | 0 | 2 | 17889-011-015542 | CITY OF UNION SPRINGS
43554 | Permanently Closed | 2001-05-11 | 1988-03-18 | 2001-08-20 | Petroleum | Unleaded gasoline | Unleaded gasoline | Bulk facility, Local Government | Steel | Steel | Coated & cathodic protection (sti-P3) |  | Fiberglass reinforced plastic |  | 1901-01-01 | None | Catchment Basin, Single walled catchment basin | Automatic shutoff device At 95% full | Automatic shutoff device At 95% full | [8 empty] | Annual line testing | Annual line testing |  | UST Currently In Use: 0; UST Temp Close: 0; AST Currently In Use: 0; AST Temp Closed: 0 | 0 | 0 | 2 | 17889-011-015542 | CITY OF UNION SPRINGS
43571 | Currently in Use |  | 1992-06-23 |  | Petroleum | Premium gasoline | Premium gasoline | Retail | Steel | Steel | Coated & cathodic protection (sti-P3), Field installed cathodic protection |  | Fiberglass reinforced plastic |  | 1901-01-01 | Other, FLXS ISOLA | Catchment Basin, Single walled catchment basin | Flow Rest 90% Full | Flow Rest 90% Full |  |  | Statistical Inventory Reconciliation (SIR) | [8 empty] | UST Currently In Use: 3; UST Temp Close: 0; AST Currently In Use: 0; AST Temp Closed: 0 | 3 | 0 | 0 | 24781-067-015537 | EMMA THOMPSON
43572 | Currently in Use |  | 1992-06-23 |  | Petroleum | On road diesel | On road diesel | Retail | Steel | Steel | Coated & cathodic protection (sti-P3), Field installed cathodic protection |  | Fiberglass reinforced plastic |  | 1901-01-01 | Other, FLXS ISOLA | Catchment Basin, Single walled catchment basin | Flow Rest 90% Full | Flow Rest 90% Full |  |  | Statistical Inventory Reconciliation (SIR) | [8 empty] | UST Currently In Use: 3; UST Temp Close: 0; AST Currently In Use: 0; AST Temp Closed: 0 | 3 | 0 | 0 | 24781-067-015537 | EMMA THOMPSON
43573 | Currently in Use |  | 1992-06-23 |  | Petroleum | Unleaded gasoline | Unleaded gasoline | Retail | Steel | Steel | Coated & cathodic protection (sti-P3), Field installed cathodic protection |  | Fiberglass reinforced plastic |  | 1901-01-01 | Other, FLXS ISOLA | Catchment Basin, Single walled catchment basin | Flow Rest 90% Full | Flow Rest 90% Full |  |  | Statistical Inventory Reconciliation (SIR) | [8 empty] | UST Currently In Use: 3; UST Temp Close: 0; AST Currently In Use: 0; AST Temp Closed: 0 | 3 | 0 | 0 | 24781-067-015537 | EMMA THOMPSON
43574 | Permanently Closed | 2011-11-25 | 1992-08-01 | 2012-02-28 | Petroleum | Unleaded gasoline | Unleaded gasoline | Industrial | Fiberglass reinforced plastic | Fiberglass reinforced plastic |  |  | Fiberglass reinforced plastic |  |  |  | Catchment Basin, Single walled catchment basin | Flow Rest 90% Full | Flow Rest 90% Full |  |  | Automatic Tank Gauge | [5 empty] | Annual line testing | Annual line testing |  | UST Currently In Use: 0; UST Temp Close: 0; AST Currently In Use: 0; AST Temp Closed: 0 | 0 | 0 | 3 | 23767-073-015839 | BFI WASTE SERVICES LLC
43575 | Permanently Closed | 2011-05-11 | 1992-08-01 | 2012-02-28 | Petroleum | On road diesel | On road diesel | Industrial | Fiberglass reinforced plastic | Fiberglass reinforced plastic |  |  | Fiberglass reinforced plastic |  |  |  | Catchment Basin, Single walled catchment basin | Flow Rest 90% Full | Flow Rest 90% Full |  |  | Automatic Tank Gauge | [5 empty] | Annual line testing | Annual line testing |  | UST Currently In Use: 0; UST Temp Close: 0; AST Currently In Use: 0; AST Temp Closed: 0 | 0 | 0 | 3 | 23767-073-015839 | BFI WASTE SERVICES LLC
43578 | Currently in Use |  | 1992-12-21 |  | Petroleum | Unleaded gasoline | Unleaded gasoline | Industrial, Local Government | Fiberglass reinforced plastic, Single Wall | Single Wall |  |  | Fiberglass reinforced plastic, Single Wall |  | 1901-01-01 |  | Catchment Basin, Single walled catchment basin | Automatic shutoff device At 95% full | Automatic shutoff device At 95% full |  |  | Continuous Automatic Tank Gauge | [8 empty] | UST Currently In Use: 2; UST Temp Close: 0; AST Currently In Use: 0; AST Temp Closed: 0 | 2 | 0 | 3 | 10994-073-004178 | CITY OF BIRMINGHAM
43579 | Currently in Use |  | 1992-12-21 |  | Petroleum | On road diesel | On road diesel | Industrial, Local Government | Fiberglass reinforced plastic, Single Wall | Single Wall |  |  | Fiberglass reinforced plastic, Single Wall |  | 1901-01-01 |  | Catchment Basin, Single walled catchment basin | Automatic shutoff device At 95% full, Flow Rest 90% Full | Flow Rest 90% Full |  |  | Continuous Automatic Tank Gauge | [8 empty] | UST Currently In Use: 2; UST Temp Close: 0; AST Currently In Use: 0; AST Temp Closed: 0 | 2 | 0 | 3 | 10994-073-004178 | CITY OF BIRMINGHAM
43580 | Permanently Closed | 2001-01-01 | 1991-01-01 | 2003-08-13 | Petroleum | On road diesel | On road diesel |  | Fiberglass reinforced plastic | Fiberglass reinforced plastic |  |  | Fiberglass reinforced plastic |  | 1901-01-01 |  | Catchment Basin, EXEMPT | Automatic shutoff device At 95% full, EXEMPT | Automatic shutoff device At 95% full |  |  | Automatic Tank Gauge | [8 empty] | UST Currently In Use: 0; UST Temp Close: 0; AST Currently In Use: 0; AST Temp Closed: 0 | 0 | 0 | 3 | 21271-015-015814 | CALHOUN CO MCCLELLAN DEVLP AUTHORITY
43581 | Permanently Closed | 2001-01-01 | 1991-01-01 | 2003-08-13 | Petroleum | On road diesel | On road diesel |  | Fiberglass reinforced plastic | Fiberglass reinforced plastic |  |  | Fiberglass reinforced plastic |  | 1901-01-01 |  | Catchment Basin, EXEMPT | Automatic shutoff device At 95% full, EXEMPT | Automatic shutoff device At 95% full |  |  | Automatic Tank Gauge | [8 empty] | UST Currently In Use: 0; UST Temp Close: 0; AST Currently In Use: 0; AST Temp Closed: 0 | 0 | 0 | 3 | 21271-015-015814 | CALHOUN CO MCCLELLAN DEVLP AUTHORITY
43582 | Permanently Closed | 2000-08-25 | 1975-01-01 | 2000-08-25 | Petroleum | On road diesel | On road diesel |  | Steel | Steel | Field installed cathodic protection |  | Steel |  | 1901-01-01 | Field installed cathodic protection | Catchment Basin, Single walled catchment basin | Flow Rest 90% Full | Flow Rest 90% Full |  |  | Automatic Tank Gauge | [8 empty] | UST Currently In Use: 0; UST Temp Close: 0; AST Currently In Use: 0; AST Temp Closed: 0 | 0 | 0 | 3 | 21271-015-015816 | CALHOUN CO MCCLELLAN DEVLP AUTHORITY
43583 | Permanently Closed | 2000-08-25 | 1975-01-01 | 2000-08-25 | Petroleum | On road diesel | On road diesel |  | Steel | Steel | Field installed cathodic protection |  | Steel |  | 1901-01-01 | Field installed cathodic protection | Catchment Basin, Single walled catchment basin | Flow Rest 90% Full | Flow Rest 90% Full |  |  | Automatic Tank Gauge | [8 empty] | UST Currently In Use: 0; UST Temp Close: 0; AST Currently In Use: 0; AST Temp Closed: 0 | 0 | 0 | 3 | 21271-015-015816 | CALHOUN CO MCCLELLAN DEVLP AUTHORITY
43584 | Permanently Closed | 1994-05-13 | 1901-01-01 | 1994-05-13 | Petroleum | Unleaded gasoline | Unleaded gasoline | [7 empty] | 1901-01-01 | [15 empty] | UST Currently In Use: 0; UST Temp Close: 0; AST Currently In Use: 0; AST Temp Closed: 0 | 0 | 0 | 1 | 21271-015-015818 | CALHOUN CO MCCLELLAN DEVLP AUTHORITY
43585 | Permanently Closed | 2010-02-15 | 1901-01-01 |  | Petroleum | Unleaded gasoline | Unleaded gasoline |  | Fiberglass reinforced plastic | Fiberglass reinforced plastic |  |  | Fiberglass reinforced plastic |  | 1901-01-01 |  |  | Automatic shutoff device At 95% full | Automatic shutoff device At 95% full | [11 empty] | UST Currently In Use: 0; UST Temp Close: 0; AST Currently In Use: 0; AST Temp Closed: 0 | 0 | 0 | 2 | 23286-015-015819 | AMPRO MOLDING, LLC
43586 | Currently in Use |  | 1996-01-01 |  | Petroleum | Unleaded gasoline | Unleaded gasoline | Retail | Steel | Steel | Coated & cathodic protection (sti-P3) |  | Fiberglass reinforced plastic |  |  | None | Catchment Basin, Single walled catchment basin | Flow Rest 90% Full | Flow Rest 90% Full |  |  | Automatic Tank Gauge | [8 empty] | UST Currently In Use: 2; UST Temp Close: 0; AST Currently In Use: 0; AST Temp Closed: 0 | 2 | 0 | 0 | 17891-045-015543 | OZARK STRIPING CO INC
43588 | Currently in Use |  | 1996-01-01 |  | Petroleum | On road diesel | On road diesel | Retail | Steel | Steel | Coated & cathodic protection (sti-P3) |  | Fiberglass reinforced plastic |  |  | None | Catchment Basin, Single walled catchment basin | Flow Rest 90% Full | Flow Rest 90% Full |  |  | Automatic Tank Gauge | [8 empty] | UST Currently In Use: 2; UST Temp Close: 0; AST Currently In Use: 0; AST Temp Closed: 0 | 2 | 0 | 0 | 17891-045-015543 | OZARK STRIPING CO INC
43589 | Permanently Closed | 2012-01-01 | 1901-01-01 | 2012-10-29 | Petroleum | On road diesel | On road diesel | State/federal government | Fiberglass reinforced plastic | Fiberglass reinforced plastic |  |  | Fiberglass reinforced plastic |  | 1901-01-01 |  | Catchment Basin, Single walled catchment basin | Audible high level alarm At 90% full, Automatic shutoff device At 95% full, Flow Rest 90% Full | Flow Rest 90% Full | [11 empty] | UST Currently In Use: 0; UST Temp Close: 0; AST Currently In Use: 0; AST Temp Closed: 0 | 0 | 0 | 1 | 14655-015-015823 | DEPARTMENT OF TRANSPORTATION
43590 | Permanently Closed | 2000-08-30 | 1984-01-01 | 2000-08-30 | Petroleum | Unleaded gasoline | Unleaded gasoline | State/federal government | Fiberglass reinforced plastic | Fiberglass reinforced plastic |  |  | Fiberglass reinforced plastic |  | 1901-01-01 |  | Catchment Basin, Single walled catchment basin | Flow Rest 90% Full | Flow Rest 90% Full | [11 empty] | UST Currently In Use: 0; UST Temp Close: 0; AST Currently In Use: 0; AST Temp Closed: 0 | 0 | 0 | 2 | 11953-015-015821 | US ARMY GARRISON/TRANSITION FORCE
43591 | Permanently Closed | 2000-08-30 | 1984-01-01 | 2000-08-30 | Petroleum | Unleaded gasoline | Unleaded gasoline | State/federal government | Fiberglass reinforced plastic | Fiberglass reinforced plastic |  |  | Fiberglass reinforced plastic |  | 1901-01-01 |  | Catchment Basin, Single walled catchment basin | Flow Rest 90% Full | Flow Rest 90% Full | [11 empty] | UST Currently In Use: 0; UST Temp Close: 0; AST Currently In Use: 0; AST Temp Closed: 0 | 0 | 0 | 2 | 11953-015-015821 | US ARMY GARRISON/TRANSITION FORCE
43592 | Permanently Closed | 2000-02-15 | 1901-01-01 | 2000-09-06 | Petroleum | Unleaded gasoline | Unleaded gasoline | State/federal government | Fiberglass reinforced plastic | Fiberglass reinforced plastic |  |  | Fiberglass reinforced plastic |  | 1901-01-01 |  | Catchment Basin, Single walled catchment basin | Flow Rest 90% Full | Flow Rest 90% Full | [11 empty] | UST Currently In Use: 0; UST Temp Close: 0; AST Currently In Use: 0; AST Temp Closed: 0 | 0 | 0 | 2 | 11953-015-015820 | US ARMY GARRISON/TRANSITION FORCE
43593 | Permanently Closed | 2000-02-15 | 1901-01-01 | 2000-09-06 | Petroleum | Unleaded gasoline | Unleaded gasoline | State/federal government | Fiberglass reinforced plastic | Fiberglass reinforced plastic |  |  | Fiberglass reinforced plastic |  | 1901-01-01 |  | Catchment Basin, Single walled catchment basin | Flow Rest 90% Full | Flow Rest 90% Full | Interstitial Monitoring within Secondary Containment |  | Automatic Tank Gauge | [8 empty] | UST Currently In Use: 0; UST Temp Close: 0; AST Currently In Use: 0; AST Temp Closed: 0 | 0 | 0 | 2 | 11953-015-015820 | US ARMY GARRISON/TRANSITION FORCE
43594 | Currently in Use |  | 1986-03-01 |  | Petroleum | Unleaded gasoline | Unleaded gasoline | Retail | Single Wall, Steel | Steel | Coated & cathodic protection (sti-P3) |  | Double Wall, Fiberglass reinforced plastic, 2 PIECES |  |  | Field installed cathodic protection | Catchment Basin, Single walled catchment basin | Flow Rest 90% Full | Flow Rest 90% Full |  |  | Continuous Automatic Tank Gauge |  | Automatic flow restrictor (MLLD) | Automatic flow restrictor (MLLD) |  |  | Annual line testing | Annual line testing |  | UST Currently In Use: 3; UST Temp Close: 0; AST Currently In Use: 0; AST Temp Closed: 0 | 3 | 0 | 0 | 24797-073-015841 | JASVIR SINGH
43595 | Currently in Use |  | 1986-03-01 |  | Petroleum | Mid-grade gasoline | Mid-grade gasoline | Retail | Single Wall, Steel | Steel | Coated & cathodic protection (sti-P3) |  | Double Wall, Fiberglass reinforced plastic, 2 PIECES |  |  | Field installed cathodic protection | Catchment Basin, Single walled catchment basin | Flow Rest 90% Full | Flow Rest 90% Full |  |  | Continuous Automatic Tank Gauge |  | Automatic flow restrictor (MLLD) | Automatic flow restrictor (MLLD) |  |  | Annual line testing | Annual line testing |  | UST Currently In Use: 3; UST Temp Close: 0; AST Currently In Use: 0; AST Temp Closed: 0 | 3 | 0 | 0 | 24797-073-015841 | JASVIR SINGH
43598 | Currently in Use |  | 1986-03-01 |  | Petroleum | Premium gasoline | Premium gasoline | Retail | Single Wall, Steel | Steel | Coated & cathodic protection (sti-P3) |  | Double Wall, Fiberglass reinforced plastic, 2 PIECES |  |  | Field installed cathodic protection | Catchment Basin, Single walled catchment basin | Flow Rest 90% Full | Flow Rest 90% Full |  |  | Continuous Automatic Tank Gauge |  | Automatic flow restrictor (MLLD) | Automatic flow restrictor (MLLD) |  |  | Annual line testing | Annual line testing |  | UST Currently In Use: 3; UST Temp Close: 0; AST Currently In Use: 0; AST Temp Closed: 0 | 3 | 0 | 0 | 24797-073-015841 | JASVIR SINGH
43599 | Temporary Closed | 2013-10-01 | 1992-10-14 |  | Petroleum | Unleaded gasoline | Unleaded gasoline | Retail | Double Wall, Fiberglass reinforced plastic | Fiberglass reinforced plastic |  |  | Double Wall, Fiberglass reinforced plastic |  | 1901-01-01 |  | Catchment Basin, Single walled catchment basin | Flow Rest 90% Full | Flow Rest 90% Full |  |  | Continuous Automatic Tank Gauge |  | Automatic flow restrictor (MLLD) | Automatic flow restrictor (MLLD) |  |  | Annual line testing | Annual line testing |  | UST Currently In Use: 0; UST Temp Close: 3; AST Currently In Use: 0; AST Temp Closed: 0 | 0 | 3 | 0 | 23941-121-015544 | MARK DAVIS
43602 | Temporary Closed | 2013-10-01 | 1992-10-14 |  | Petroleum | Mid-grade gasoline | Mid-grade gasoline | Retail | Double Wall, Fiberglass reinforced plastic | Fiberglass reinforced plastic |  |  | Double Wall, Fiberglass reinforced plastic |  | 1901-01-01 |  | Catchment Basin, Single walled catchment basin | Flow Rest 90% Full | Flow Rest 90% Full |  |  | Continuous Automatic Tank Gauge |  | Automatic flow restrictor (MLLD) | Automatic flow restrictor (MLLD) |  |  | Annual line testing | Annual line testing |  | UST Currently In Use: 0; UST Temp Close: 3; AST Currently In Use: 0; AST Temp Closed: 0 | 0 | 3 | 0 | 23941-121-015544 | MARK DAVIS
43605 | Temporary Closed | 2013-10-01 | 1992-10-14 |  | Petroleum | Premium gasoline | Premium gasoline | Retail | Double Wall, Fiberglass reinforced plastic | Fiberglass reinforced plastic |  |  | Double Wall, Fiberglass reinforced plastic |  | 1901-01-01 |  | Catchment Basin, Single walled catchment basin | Flow Rest 90% Full | Flow Rest 90% Full |  |  | Continuous Automatic Tank Gauge |  | Automatic flow restrictor (MLLD) | Automatic flow restrictor (MLLD) |  |  | Annual line testing | Annual line testing |  | UST Currently In Use: 0; UST Temp Close: 3; AST Currently In Use: 0; AST Temp Closed: 0 | 0 | 3 | 0 | 23941-121-015544 | MARK DAVIS
43606 | Currently in Use |  | 1992-06-15 |  | Petroleum | Unleaded gasoline | Unleaded gasoline | Retail | Steel | Steel | Coated & cathodic protection (sti-P3) |  | Fiberglass reinforced plastic |  |  |  | Catchment Basin, Single walled catchment basin | Flow Rest 90% Full | Flow Rest 90% Full |  |  | Automatic Tank Gauge |  | Automatic flow restrictor (MLLD), Containment Sump | Containment Sump | Interstitial Monitoring within Secondary Containment | SENSOR TO ATG | Continuous alarm system | Continuous alarm system |  | UST Currently In Use: 5; UST Temp Close: 0; AST Currently In Use: 0; AST Temp Closed: 0 | 5 | 0 | 6 | 25643-123-005839 | CENTRAL ALABAMA COMMERCIAL PROP. LLC
43609 | Currently in Use |  | 1992-06-15 |  | Petroleum | Unleaded gasoline | Unleaded gasoline | Retail | Steel | Steel | Coated & cathodic protection (sti-P3) |  | Fiberglass reinforced plastic |  |  |  | Catchment Basin, Single walled catchment basin | Flow Rest 90% Full | Flow Rest 90% Full |  |  | Automatic Tank Gauge |  | Automatic flow restrictor (MLLD), Containment Sump | Containment Sump | Interstitial Monitoring within Secondary Containment | SENSOR TO ATG | Continuous alarm system | Continuous alarm system |  | UST Currently In Use: 5; UST Temp Close: 0; AST Currently In Use: 0; AST Temp Closed: 0 | 5 | 0 | 6 | 25643-123-005839 | CENTRAL ALABAMA COMMERCIAL PROP. LLC
43612 | Currently in Use |  | 1992-06-15 |  | Petroleum | Premium gasoline | Premium gasoline | Retail | Steel | Steel | Coated & cathodic protection (sti-P3) |  | Fiberglass reinforced plastic |  |  |  | Catchment Basin, Single walled catchment basin | Flow Rest 90% Full | Flow Rest 90% Full |  |  | Automatic Tank Gauge |  | Automatic flow restrictor (MLLD), Containment Sump | Containment Sump | Interstitial Monitoring within Secondary Containment | SENSOR TO ATG | Continuous alarm system | Continuous alarm system |  | UST Currently In Use: 5; UST Temp Close: 0; AST Currently In Use: 0; AST Temp Closed: 0 | 5 | 0 | 6 | 25643-123-005839 | CENTRAL ALABAMA COMMERCIAL PROP. LLC
43613 | Permanently Closed | 1993-02-24 | 1980-01-01 | 1993-02-24 | Petroleum | Unleaded gasoline | Unleaded gasoline | Industrial, State/Federal Government | Steel | Steel |  |  | Steel |  | 1901-01-01 | [15 empty] | UST Currently In Use: 1; UST Temp Close: 0; AST Currently In Use: 0; AST Temp Closed: 0 | 1 | 0 | 2 | 17893-121-015545 | TALLADEGA FED CORRRECTAL INSTITUTION
43616 | Permanently Closed | 1993-02-24 | 1980-01-01 | 1993-02-24 | Petroleum | Unleaded gasoline | Unleaded gasoline | Industrial, State/Federal Government | Steel | Steel |  |  | Steel |  | 1901-01-01 | [15 empty] | UST Currently In Use: 1; UST Temp Close: 0; AST Currently In Use: 0; AST Temp Closed: 0 | 1 | 0 | 2 | 17893-121-015545 | TALLADEGA FED CORRRECTAL INSTITUTION
43619 | Currently in Use |  | 1993-09-27 |  | Petroleum | Unleaded gasoline | Unleaded gasoline | State/federal government | Fiberglass reinforced plastic | Fiberglass reinforced plastic |  |  | Fiberglass reinforced plastic |  | 1901-01-01 |  | Catchment Basin, Single walled catchment basin | Audible high level alarm At 90% full | Audible high level alarm At 90% full |  |  | Automatic Tank Gauge |  | Automatic flow restrictor (MLLD) | Automatic flow restrictor (MLLD) |  |  | Annual line testing | Annual line testing |  | UST Currently In Use: 1; UST Temp Close: 0; AST Currently In Use: 0; AST Temp Closed: 0 | 1 | 0 | 2 | 17893-121-015545 | TALLADEGA FED CORRRECTAL INSTITUTION
43620 | Permanently Closed | 2013-06-18 | 1993-01-22 |  | Petroleum | On road diesel | On road diesel | Industrial | Fiberglass reinforced plastic | Fiberglass reinforced plastic |  |  | Fiberglass reinforced plastic |  | 1901-01-01 | None | Catchment Basin, Single walled catchment basin | Automatic shutoff device At 95% full, Flow Rest 90% Full | Flow Rest 90% Full | Interstitial Monitoring within Secondary Containment | SENSOR TO ATG |  |  | Automatic shutoff device (AELLD), Containment Sump | Containment Sump | [5 empty] | UST Currently In Use: 0; UST Temp Close: 0; AST Currently In Use: 0; AST Temp Closed: 0 | 0 | 0 | 3 | 10146-101-011555 | ALABAMA POWER COMPANY
43621 | Temporary Closed | 2014-07-01 | 1991-10-28 |  | Petroleum | Unleaded gasoline | Unleaded gasoline | Industrial | Steel | Steel | Coated & cathodic protection (sti-P3) |  | Fiberglass reinforced plastic |  |  |  | Catchment Basin, Single walled catchment basin | Flow Rest 90% Full | Flow Rest 90% Full |  |  | Statistical Inventory Reconciliation (SIR) | [8 empty] | UST Currently In Use: 0; UST Temp Close: 1; AST Currently In Use: 0; AST Temp Closed: 0 | 0 | 1 | 1 | 11108-125-005930 | CLAUDINE H PERKINS
43622 | Permanently Closed | 2008-05-30 | 1992-10-15 | 2008-06-17 | Petroleum | Unleaded gasoline | Unleaded gasoline | Retail | Steel | Steel | Coated & cathodic protection (sti-P3) |  | Fiberglass reinforced plastic |  | 1901-01-01 | None | Catchment Basin, Single walled catchment basin | Flow Rest 90% Full | Flow Rest 90% Full |  |  | Automatic Tank Gauge | [5 empty] | Annual line testing | Annual line testing |  | UST Currently In Use: 0; UST Temp Close: 0; AST Currently In Use: 0; AST Temp Closed: 0 | 0 | 0 | 3 | 19011-051-007104 | HOLLEY OIL CO INC
43623 | Permanently Closed | 2008-05-30 | 1992-10-15 | 2008-06-17 | Petroleum | Premium gasoline | Premium gasoline | Retail | Steel | Steel | Coated & cathodic protection (sti-P3) |  | Fiberglass reinforced plastic |  | 1901-01-01 | None | Catchment Basin, Single walled catchment basin | Flow Rest 90% Full | Flow Rest 90% Full |  |  | Automatic Tank Gauge | [5 empty] | Annual line testing | Annual line testing |  | UST Currently In Use: 0; UST Temp Close: 0; AST Currently In Use: 0; AST Temp Closed: 0 | 0 | 0 | 3 | 19011-051-007104 | HOLLEY OIL CO INC
43624 | Permanently Closed | 2008-05-30 | 1992-10-15 | 2008-06-17 | Petroleum | On road diesel | On road diesel | Retail | Steel | Steel | Coated & cathodic protection (sti-P3) |  | Fiberglass reinforced plastic |  | 1901-01-01 | None | Catchment Basin, Single walled catchment basin | Flow Rest 90% Full | Flow Rest 90% Full |  |  | Automatic Tank Gauge | [5 empty] | Annual line testing | Annual line testing |  | UST Currently In Use: 0; UST Temp Close: 0; AST Currently In Use: 0; AST Temp Closed: 0 | 0 | 0 | 3 | 19011-051-007104 | HOLLEY OIL CO INC
43625 | Permanently Closed | 1997-08-01 | 1986-03-01 | 1997-09-04 | Petroleum | Unleaded gasoline | Unleaded gasoline | Retail | Steel | Steel |  |  | Steel |  | 1901-01-01 | None | [14 empty] | UST Currently In Use: 0; UST Temp Close: 0; AST Currently In Use: 0; AST Temp Closed: 0 | 0 | 0 | 1 | 17960-097-015771 | ROBERT MEADOR WAREHOUSING AND DIST
43626 | Permanently Closed | 1997-03-04 | 1988-10-08 | 1997-03-05 | Petroleum | Used oil | Used oil | Bulk facility | [6 empty] | 1901-01-01 | [6 empty] | Manual Tank Gauging (only tanks 1000 gal. or less and 48” or 64” in diameter) | [8 empty] | UST Currently In Use: 0; UST Temp Close: 0; AST Currently In Use: 0; AST Temp Closed: 0 | 0 | 0 | 2 | 11819-097-008950 | FEDERAL EXPRESS ENVIRON MGMT GRP
43627 | Currently in Use |  | 1992-12-30 |  | Petroleum | Unleaded gasoline | Unleaded gasoline | Retail | Steel | Steel | Coated & cathodic protection (sti-P3) |  | Fiberglass reinforced plastic |  |  | Galvanic Cathodic, FLEX CONN | Catchment Basin, Single walled catchment basin | Automatic shutoff device At 95% full | Automatic shutoff device At 95% full |  | SENSOR TO ATG | Continuous Automatic Tank Gauge |  | Automatic flow restrictor (MLLD) | Automatic flow restrictor (MLLD) |  |  | Annual line testing | Annual line testing |  | UST Currently In Use: 1; UST Temp Close: 0; AST Currently In Use: 0; AST Temp Closed: 0 | 1 | 0 | 3 | 22235-003-007299 | MANSHREE INC
43628 | Currently in Use |  | 1993-01-15 |  | Petroleum | Unleaded gasoline | Unleaded gasoline | Retail | Double Wall, Fiberglass coated steel, DBL WALL | Fiberglass coated steel |  |  | Double Wall, Flexible, DBL WALL |  | 1901-01-01 |  | Catchment Basin, Single walled catchment basin | Flow Rest 90% Full | Flow Rest 90% Full |  |  | Continuous Automatic Tank Gauge |  | Automatic shutoff device (AELLD), Containment Sump | Containment Sump | [5 empty] | UST Currently In Use: 2; UST Temp Close: 0; AST Currently In Use: 0; AST Temp Closed: 0 | 2 | 0 | 4 | 12084-023-004748 | GOC LTD
43629 | Currently in Use |  | 1993-01-15 |  | Petroleum | On road diesel | On road diesel | Retail | Double Wall, Fiberglass coated steel, DBL WALL | Fiberglass coated steel |  |  | Double Wall, Flexible, DBL WALL |  | 1901-01-01 |  | Catchment Basin, Single walled catchment basin | Flow Rest 90% Full | Flow Rest 90% Full |  |  | Continuous Automatic Tank Gauge |  | Automatic shutoff device (AELLD), Containment Sump | Containment Sump | [5 empty] | UST Currently In Use: 2; UST Temp Close: 0; AST Currently In Use: 0; AST Temp Closed: 0 | 2 | 0 | 4 | 12084-023-004748 | GOC LTD
43630 | Cannot Locate or abandoned | 1998-11-01 | 1985-06-01 |  | Petroleum | Kerosene | Kerosene | Retail | Steel | Steel |  | Painted or None | Steel |  | 1901-01-01 | None | [14 empty] | UST Currently In Use: 0; UST Temp Close: 2; AST Currently In Use: 0; AST Temp Closed: 0 | 0 | 2 | 0 | 15968-059-014160 | WILBURN OIL CO
43631 | Currently in Use |  | 1992-05-14 |  | Petroleum | Unleaded gasoline | Unleaded gasoline | Local Government | Fiberglass reinforced plastic | Fiberglass reinforced plastic |  |  | Fiberglass reinforced plastic |  | 1901-01-01 |  | Catchment Basin, Single walled catchment basin | Automatic shutoff device At 95% full | Automatic shutoff device At 95% full |  | SENSOR TO ATG | Continuous Automatic Tank Gauge |  | Automatic flow restrictor (MLLD), Containment Sump | Containment Sump |  | SENSOR TO ATG | Annual line testing, Continuous alarm system | Continuous alarm system |  | UST Currently In Use: 2; UST Temp Close: 0; AST Currently In Use: 0; AST Temp Closed: 0 | 2 | 0 | 3 | 16940-097-014971 | MOBILE COUNTY COMMISSION
43632 | Currently in Use |  | 1992-05-14 |  | Petroleum | On road diesel | On road diesel | Local Government | Fiberglass reinforced plastic | Fiberglass reinforced plastic |  |  | Fiberglass reinforced plastic |  | 1901-01-01 |  | Catchment Basin, Single walled catchment basin | Automatic shutoff device At 95% full | Automatic shutoff device At 95% full |  | SENSOR TO ATG | Continuous Automatic Tank Gauge |  | Automatic flow restrictor (MLLD), Containment Sump | Containment Sump |  | SENSOR TO ATG | Annual line testing, Continuous alarm system | Continuous alarm system |  | UST Currently In Use: 2; UST Temp Close: 0; AST Currently In Use: 0; AST Temp Closed: 0 | 2 | 0 | 3 | 16940-097-014971 | MOBILE COUNTY COMMISSION
43633 | Currently in Use |  | 1992-07-20 |  | Petroleum | Unleaded gasoline | Unleaded gasoline | Local Government | Fiberglass reinforced plastic | Fiberglass reinforced plastic |  |  | Fiberglass reinforced plastic |  | 1901-01-01 |  | Catchment Basin, Single walled catchment basin | Automatic shutoff device At 95% full | Automatic shutoff device At 95% full |  | SENSOR TO ATG | Continuous Automatic Tank Gauge |  | Containment Sump | Containment Sump | [5 empty] | UST Currently In Use: 2; UST Temp Close: 0; AST Currently In Use: 0; AST Temp Closed: 0 | 2 | 0 | 3 | 16940-097-014972 | MOBILE COUNTY COMMISSION
43634 | Currently in Use |  | 1992-07-20 |  | Petroleum | On road diesel | On road diesel | Local Government | Fiberglass reinforced plastic | Fiberglass reinforced plastic |  |  | Fiberglass reinforced plastic |  | 1901-01-01 |  | Catchment Basin, Single walled catchment basin | Automatic shutoff device At 95% full | Automatic shutoff device At 95% full |  | SENSOR TO ATG | Continuous Automatic Tank Gauge |  | Containment Sump | Containment Sump | [5 empty] | UST Currently In Use: 2; UST Temp Close: 0; AST Currently In Use: 0; AST Temp Closed: 0 | 2 | 0 | 3 | 16940-097-014972 | MOBILE COUNTY COMMISSION
43635 | Currently in Use |  | 1992-06-20 |  | Petroleum | Mid-grade gasoline | Mid-grade gasoline | Local government | Fiberglass reinforced plastic | Fiberglass reinforced plastic |  |  | Fiberglass reinforced plastic |  | 1901-01-01 |  | Catchment Basin, Single walled catchment basin | Automatic shutoff device At 95% full | Automatic shutoff device At 95% full |  |  | Continuous Automatic Tank Gauge |  | Containment Sump | Containment Sump | [5 empty] | UST Currently In Use: 2; UST Temp Close: 0; AST Currently In Use: 0; AST Temp Closed: 0 | 2 | 0 | 3 | 16940-097-014973 | MOBILE COUNTY COMMISSION
43636 | Currently in Use |  | 1992-06-20 |  | Petroleum | On road diesel | On road diesel | Local government | Fiberglass reinforced plastic | Fiberglass reinforced plastic |  |  | Fiberglass reinforced plastic |  | 1901-01-01 |  | Catchment Basin, Single walled catchment basin | Automatic shutoff device At 95% full | Automatic shutoff device At 95% full |  |  | Continuous Automatic Tank Gauge |  | Containment Sump | Containment Sump | [5 empty] | UST Currently In Use: 2; UST Temp Close: 0; AST Currently In Use: 0; AST Temp Closed: 0 | 2 | 0 | 3 | 16940-097-014973 | MOBILE COUNTY COMMISSION
43637 | Permanently Closed | 2000-08-01 | 1992-11-04 | 2001-01-18 | Petroleum | Unleaded gasoline | Unleaded gasoline | Retail | Steel | Steel | Coated & cathodic protection (sti-P3), Field installed cathodic protection |  | Fiberglass reinforced plastic |  | 1901-01-01 | Field installed cathodic protection | Catchment Basin, Single walled catchment basin | Automatic shutoff device At 95% full | Automatic shutoff device At 95% full | [6 empty] | Interstitial Monitoring within Secondary Containment |  |  |  |  | UST Currently In Use: 0; UST Temp Close: 0; AST Currently In Use: 0; AST Temp Closed: 0 | 0 | 0 | 3 | 16410-089-007364 | MOHAMMAD H VATANI
43638 | Currently in Use |  | 1993-01-12 |  | Petroleum | Unleaded gasoline | Unleaded gasoline | Retail | Steel | Steel | Coated & cathodic protection (sti-P3) |  | Fiberglass reinforced plastic, Single Wall |  |  |  | Catchment Basin, Single walled catchment basin | Flow Rest 90% Full | Flow Rest 90% Full |  |  | Statistical Inventory Reconciliation (SIR) | [8 empty] | UST Currently In Use: 1; UST Temp Close: 0; AST Currently In Use: 1; AST Temp Closed: 0 | 1 | 0 | 3 | 22001-033-012388 | JOSHUA H. KIMBROUGH
43639 | Currently in Use |  | 1992-12-30 |  | Petroleum | On road diesel | On road diesel | Industrial | Double Wall, Fiberglass coated steel | Fiberglass coated steel |  |  | Double Wall, Flexible, BLK-SMOOTH |  | 2008-06-25 |  | Catchment Basin, Single walled catchment basin | Audible high level alarm At 90% full, Flow Rest 90% Full | Flow Rest 90% Full | Interstitial Monitoring within Secondary Containment | SENSOR TO ATG | Continuous Automatic Tank Gauge |  | Automatic flow restrictor (MLLD), Containment Sump | Containment Sump | Interstitial Monitoring within Secondary Containment | SENSOR TO ATG | Continuous alarm system | Continuous alarm system |  | UST Currently In Use: 1; UST Temp Close: 0; AST Currently In Use: 0; AST Temp Closed: 0 | 1 | 0 | 9 | 19986-073-015827 | ESTES EXPRESS LINES
43640 | Permanently Closed | 2004-09-14 | 1993-01-11 | 2005-08-17 | Petroleum | On road diesel | On road diesel | Bulk facility | Fiberglass reinforced plastic | Fiberglass reinforced plastic |  |  | Flexible |  | 1901-01-01 | None | Catchment Basin, Single walled catchment basin | Audible high level alarm At 90% full, Flow Rest 90% Full | Flow Rest 90% Full |  | PIT LINER | Continuous Automatic Tank Gauge |  | Automatic shutoff device (AELLD) | Automatic shutoff device (AELLD) | Interstitial Monitoring within Secondary Containment |  | Annual line testing | Annual line testing |  | UST Currently In Use: 0; UST Temp Close: 0; AST Currently In Use: 0; AST Temp Closed: 0 | 0 | 0 | 7 | 21415-073-009647 | TED PROPERTIES LLC
43641 | Permanently Closed | 1998-03-01 | 1911-11-11 | 1998-06-11 | Petroleum | Used oil | Used oil | Retail | Steel | Steel |  | Painted or None | Steel |  | 1901-01-01 |  |  | Flow Rest 90% Full | Flow Rest 90% Full | [11 empty] | UST Currently In Use: 0; UST Temp Close: 0; AST Currently In Use: 0; AST Temp Closed: 0 | 0 | 0 | 4 | 14905-083-001253 | THRASHER OIL CO
43642 | Permanently Closed | 1996-10-11 | 1911-01-11 | 1996-10-11 | Petroleum | Used oil | Used oil | Retail | Steel | Steel |  | Painted or None | Steel |  | 1901-01-01 |  |  | Flow Rest 90% Full | Flow Rest 90% Full | [11 empty] | UST Currently In Use: 0; UST Temp Close: 0; AST Currently In Use: 0; AST Temp Closed: 0 | 0 | 0 | 5 | 14547-089-001244 | THE SPENCER COMPANIES INC
43643 | Permanently Closed | 1995-06-30 | 1965-01-01 | 1995-06-30 | Petroleum | Used oil | Used oil | Retail | Steel | Steel |  | Painted or None | Steel |  | 1901-01-01 | [15 empty] | UST Currently In Use: 0; UST Temp Close: 0; AST Currently In Use: 0; AST Temp Closed: 0 | 0 | 0 | 5 | 14905-089-001261 | THRASHER OIL CO
43644 | Permanently Closed | 2000-08-01 | 1993-01-31 | 2000-08-21 | Petroleum | On road diesel | On road diesel | Industrial | Fiberglass reinforced plastic | Fiberglass reinforced plastic |  |  | Fiberglass reinforced plastic |  | 1901-01-01 | None | Catchment Basin, Single walled catchment basin | Audible high level alarm At 90% full, Flow Rest 90% Full | Flow Rest 90% Full | Interstitial Monitoring within Secondary Containment |  | Automatic Tank Gauge |  |  |  | Interstitial Monitoring within Secondary Containment |  |  |  |  | UST Currently In Use: 0; UST Temp Close: 0; AST Currently In Use: 0; AST Temp Closed: 0 | 0 | 0 | 2 | 15836-101-005940 | ROLLINS LEASING CORPORATION
43645 | Currently in Use |  | 1993-01-27 |  | Petroleum | On road diesel | On road diesel | Industrial | Fiberglass reinforced plastic | Fiberglass reinforced plastic |  |  | Fiberglass reinforced plastic |  | 1901-01-01 | None | Catchment Basin, Single walled catchment basin | Automatic shutoff device At 95% full, Flow Rest 90% Full | Flow Rest 90% Full | Interstitial Monitoring within Secondary Containment |  | Continuous Automatic Tank Gauge, Other |  | Automatic shutoff device (AELLD), Containment Sump | Containment Sump |  |  | Continuous alarm system | Continuous alarm system |  | UST Currently In Use: 1; UST Temp Close: 0; AST Currently In Use: 0; AST Temp Closed: 0 | 1 | 0 | 1 | 10146-081-011559 | ALABAMA POWER COMPANY
43648 | Permanently Closed | 2019-12-31 | 1992-12-22 |  | Petroleum | Unleaded gasoline | Unleaded gasoline | Retail | Steel | Steel | Coated & cathodic protection (sti-P3) |  | Fiberglass reinforced plastic |  |  |  | Catchment Basin, Single walled catchment basin | Flow Rest 90% Full | Flow Rest 90% Full |  |  | Continuous Automatic Tank Gauge | [8 empty] | UST Currently In Use: 0; UST Temp Close: 0; AST Currently In Use: 2; AST Temp Closed: 0 | 0 | 0 | 8 | 12203-005-000571 | DON HIGHLAND
43651 | Permanently Closed | 2019-12-31 | 1992-12-22 |  | Petroleum | On road diesel | On road diesel | Retail | Steel | Steel | Coated & cathodic protection (sti-P3) |  | Fiberglass reinforced plastic |  |  |  | Catchment Basin, Single walled catchment basin | Flow Rest 90% Full | Flow Rest 90% Full |  |  | Continuous Automatic Tank Gauge | [8 empty] | UST Currently In Use: 0; UST Temp Close: 0; AST Currently In Use: 2; AST Temp Closed: 0 | 0 | 0 | 8 | 12203-005-000571 | DON HIGHLAND
43652 | Permanently Closed | 2004-09-09 | 1992-12-15 | 2007-01-30 | Petroleum | Unleaded gasoline | Unleaded gasoline | Retail | Steel | Steel | Coated & cathodic protection (sti-P3) |  | Fiberglass reinforced plastic |  | 1901-01-01 |  | Catchment Basin, Single walled catchment basin | Automatic shutoff device At 95% full | Automatic shutoff device At 95% full |  |  | Statistical Inventory Reconciliation (SIR) | [8 empty] | UST Currently In Use: 0; UST Temp Close: 0; AST Currently In Use: 0; AST Temp Closed: 0 | 0 | 0 | 6 | 12450-043-008859 | HOWARD OIL COMPANY, INC.
43653 | Permanently Closed | 2004-09-09 | 1992-12-15 | 2007-01-30 | Petroleum | Mid-grade gasoline | Mid-grade gasoline | Retail | Steel | Steel | Coated & cathodic protection (sti-P3) |  | Fiberglass reinforced plastic |  | 1901-01-01 |  | Catchment Basin, Single walled catchment basin | Automatic shutoff device At 95% full | Automatic shutoff device At 95% full |  |  | Statistical Inventory Reconciliation (SIR) | [8 empty] | UST Currently In Use: 0; UST Temp Close: 0; AST Currently In Use: 0; AST Temp Closed: 0 | 0 | 0 | 6 | 12450-043-008859 | HOWARD OIL COMPANY, INC.
43654 | Permanently Closed | 2004-09-09 | 1992-12-15 | 2007-01-30 | Petroleum | Premium gasoline | Premium gasoline | Retail | Steel | Steel | Coated & cathodic protection (sti-P3) |  | Fiberglass reinforced plastic |  | 1901-01-01 |  | Catchment Basin, Single walled catchment basin | Automatic shutoff device At 95% full | Automatic shutoff device At 95% full |  |  | Statistical Inventory Reconciliation (SIR) | [8 empty] | UST Currently In Use: 0; UST Temp Close: 0; AST Currently In Use: 0; AST Temp Closed: 0 | 0 | 0 | 6 | 12450-043-008859 | HOWARD OIL COMPANY, INC.
43655 | Currently in Use |  | 1992-10-23 |  | Petroleum | Unleaded gasoline | Unleaded gasoline | Retail | Steel | Steel | Coated & cathodic protection (sti-P3) |  | Fiberglass reinforced plastic |  |  |  | Catchment Basin, Single walled catchment basin | Flow Rest 90% Full | Flow Rest 90% Full |  |  | Statistical Inventory Reconciliation (SIR) |  | Automatic flow restrictor (MLLD) | Automatic flow restrictor (MLLD) |  |  | Statistical inventory reconciliation (SIR) | Statistical inventory reconciliation (SIR) |  | UST Currently In Use: 4; UST Temp Close: 0; AST Currently In Use: 0; AST Temp Closed: 0 | 4 | 0 | 5 | 14247-101-007849 | RUSSELL OIL COMPANY, INC.
43656 | Currently in Use |  | 1992-10-23 |  | Petroleum | Unleaded gasoline | Unleaded gasoline | Retail | Steel | Steel | Coated & cathodic protection (sti-P3) |  | Fiberglass reinforced plastic |  |  |  | Catchment Basin, Single walled catchment basin | Flow Rest 90% Full | Flow Rest 90% Full |  |  | Statistical Inventory Reconciliation (SIR) |  | Automatic flow restrictor (MLLD) | Automatic flow restrictor (MLLD) |  |  | Statistical inventory reconciliation (SIR) | Statistical inventory reconciliation (SIR) |  | UST Currently In Use: 4; UST Temp Close: 0; AST Currently In Use: 0; AST Temp Closed: 0 | 4 | 0 | 5 | 14247-101-007849 | RUSSELL OIL COMPANY, INC.
43657 | Currently in Use |  | 1992-10-23 |  | Petroleum | Unleaded gasoline | Unleaded gasoline | Retail | Steel | Steel | Coated & cathodic protection (sti-P3) |  | Fiberglass reinforced plastic |  |  |  | Catchment Basin, Single walled catchment basin | Flow Rest 90% Full | Flow Rest 90% Full |  |  | Statistical Inventory Reconciliation (SIR) |  | Automatic flow restrictor (MLLD) | Automatic flow restrictor (MLLD) |  |  | Statistical inventory reconciliation (SIR) | Statistical inventory reconciliation (SIR) |  | UST Currently In Use: 4; UST Temp Close: 0; AST Currently In Use: 0; AST Temp Closed: 0 | 4 | 0 | 5 | 14247-101-007849 | RUSSELL OIL COMPANY, INC.
43658 | Currently in Use |  | 1992-10-23 |  | Petroleum | On road diesel | On road diesel | Retail | Steel | Steel | Coated & cathodic protection (sti-P3) |  | Fiberglass reinforced plastic |  |  |  | Catchment Basin, Single walled catchment basin | Flow Rest 90% Full | Flow Rest 90% Full |  |  | Statistical Inventory Reconciliation (SIR) |  | Automatic flow restrictor (MLLD) | Automatic flow restrictor (MLLD) |  |  | Statistical inventory reconciliation (SIR) | Statistical inventory reconciliation (SIR) |  | UST Currently In Use: 4; UST Temp Close: 0; AST Currently In Use: 0; AST Temp Closed: 0 | 4 | 0 | 5 | 14247-101-007849 | RUSSELL OIL COMPANY, INC.
43659 | Currently in Use |  | 1992-10-01 |  | Petroleum | Unleaded gasoline | Unleaded gasoline | Retail | Double Wall, Steel | Steel | Coated & cathodic protection (sti-P3), Field installed cathodic protection |  | Double Wall, Flexible | OPW |  |  | Catchment Basin, Single walled catchment basin | Flow Rest 90% Full | Flow Rest 90% Full | Interstitial Monitoring within Secondary Containment | SENSOR TO ATG | Continuous Automatic Tank Gauge |  | Automatic shutoff device (AELLD), Containment Sump | Containment Sump | [5 empty] | UST Currently In Use: 3; UST Temp Close: 0; AST Currently In Use: 0; AST Temp Closed: 0 | 3 | 0 | 0 | 20951-115-015806 | D & D LLC
43660 | Currently in Use |  | 1992-10-01 |  | Petroleum | On road diesel | On road diesel | Retail | Double Wall, Steel | Steel | Coated & cathodic protection (sti-P3), Field installed cathodic protection |  | Double Wall, Flexible | OPW |  |  | Catchment Basin, Single walled catchment basin | Flow Rest 90% Full | Flow Rest 90% Full | Interstitial Monitoring within Secondary Containment | SENSOR TO ATG | Continuous Automatic Tank Gauge |  | Automatic shutoff device (AELLD), Containment Sump | Containment Sump | [5 empty] | UST Currently In Use: 3; UST Temp Close: 0; AST Currently In Use: 0; AST Temp Closed: 0 | 3 | 0 | 0 | 20951-115-015806 | D & D LLC
43661 | Currently in Use |  | 1992-10-01 |  | Petroleum | Premium gasoline | Premium gasoline | Retail | Double Wall, Steel | Steel | Coated & cathodic protection (sti-P3), Field installed cathodic protection |  | Double Wall, Flexible | OPW |  |  | Catchment Basin, Single walled catchment basin | Flow Rest 90% Full | Flow Rest 90% Full | Interstitial Monitoring within Secondary Containment | SENSOR TO ATG | Continuous Automatic Tank Gauge |  | Automatic shutoff device (AELLD), Containment Sump | Containment Sump | [5 empty] | UST Currently In Use: 3; UST Temp Close: 0; AST Currently In Use: 0; AST Temp Closed: 0 | 3 | 0 | 0 | 20951-115-015806 | D & D LLC
43662 | Currently in Use |  | 1991-09-25 |  | Petroleum | Unleaded gasoline | Unleaded gasoline | Retail | Fiberglass reinforced plastic | Fiberglass reinforced plastic |  |  | Fiberglass reinforced plastic, Single Wall |  | 1901-01-01 |  | Catchment Basin, Single walled catchment basin | Automatic shutoff device At 95% full | Automatic shutoff device At 95% full |  |  | Continuous Automatic Tank Gauge |  | Automatic flow restrictor (MLLD), Containment Sump | Containment Sump |  |  | Annual line testing | Annual line testing |  | UST Currently In Use: 3; UST Temp Close: 0; AST Currently In Use: 0; AST Temp Closed: 0 | 3 | 0 | 0 | 23403-051-015720 | COBB HILL LLC
43663 | Currently in Use |  | 1991-09-25 |  | Petroleum | Premium gasoline | Premium gasoline | Retail | Fiberglass reinforced plastic | Fiberglass reinforced plastic |  |  | Fiberglass reinforced plastic, Single Wall |  | 1901-01-01 |  | Catchment Basin, Single walled catchment basin | Automatic shutoff device At 95% full | Automatic shutoff device At 95% full |  |  | Continuous Automatic Tank Gauge |  | Automatic flow restrictor (MLLD) | Automatic flow restrictor (MLLD) |  |  | Annual line testing | Annual line testing |  | UST Currently In Use: 3; UST Temp Close: 0; AST Currently In Use: 0; AST Temp Closed: 0 | 3 | 0 | 0 | 23403-051-015720 | COBB HILL LLC
43664 | Currently in Use |  | 1991-09-25 |  | Petroleum | On road diesel | On road diesel | Retail | Fiberglass reinforced plastic | Fiberglass reinforced plastic |  |  | Fiberglass reinforced plastic, Single Wall |  | 1901-01-01 |  | Catchment Basin, Single walled catchment basin | Automatic shutoff device At 95% full | Automatic shutoff device At 95% full |  |  | Continuous Automatic Tank Gauge |  | Automatic flow restrictor (MLLD), Containment Sump | Containment Sump |  |  | Annual line testing | Annual line testing |  | UST Currently In Use: 3; UST Temp Close: 0; AST Currently In Use: 0; AST Temp Closed: 0 | 3 | 0 | 0 | 23403-051-015720 | COBB HILL LLC
43665 | Permanently Closed | 2002-08-29 | 1991-08-10 | 2002-08-29 | Petroleum | Unleaded gasoline | Unleaded gasoline | Retail | Steel | Steel | Coated & cathodic protection (sti-P3) |  | Fiberglass reinforced plastic |  | 1901-01-01 |  | Catchment Basin, Single walled catchment basin | Flow Rest 90% Full | Flow Rest 90% Full |  |  | Statistical Inventory Reconciliation (SIR) | [8 empty] | UST Currently In Use: 0; UST Temp Close: 0; AST Currently In Use: 0; AST Temp Closed: 0 | 0 | 0 | 2 | 20207-133-015721 | HAROLD COOPER
43666 | Permanently Closed | 2002-08-29 | 1991-08-10 | 2002-08-29 | Petroleum | Unleaded gasoline | Unleaded gasoline | Retail | Steel | Steel | Coated & cathodic protection (sti-P3) |  | Fiberglass reinforced plastic |  | 1901-01-01 | None | Catchment Basin, Single walled catchment basin | Flow Rest 90% Full | Flow Rest 90% Full |  |  | Statistical Inventory Reconciliation (SIR) | [8 empty] | UST Currently In Use: 0; UST Temp Close: 0; AST Currently In Use: 0; AST Temp Closed: 0 | 0 | 0 | 2 | 20207-133-015721 | HAROLD COOPER
43667 | Permanently Closed | 1997-07-01 | 1991-06-06 | 1997-07-01 | Petroleum | On road diesel | On road diesel | Emergency power generator | Fiberglass reinforced plastic | Fiberglass reinforced plastic |  |  | Other, COPPER |  | 1901-01-01 |  | Catchment Basin, Single walled catchment basin | Audible high level alarm At 90% full | Audible high level alarm At 90% full | Interstitial Monitoring within Secondary Containment |  | Automatic Tank Gauge | [8 empty] | UST Currently In Use: 0; UST Temp Close: 0; AST Currently In Use: 0; AST Temp Closed: 0 | 0 | 0 | 2 | 14462-017-012157 | BELLSOUTH TELECOMM. DBA AT&T ALA.
43668 | Temporary Closed | 2011-10-01 | 1989-01-01 |  | Petroleum | Premium gasoline | Premium gasoline | Retail | Fiberglass reinforced plastic | Fiberglass reinforced plastic |  |  | Fiberglass reinforced plastic |  | 1901-01-01 |  | Catchment Basin, Single walled catchment basin | Flow Rest 90% Full | Flow Rest 90% Full |  |  | Statistical Inventory Reconciliation (SIR) | [8 empty] | UST Currently In Use: 0; UST Temp Close: 3; AST Currently In Use: 0; AST Temp Closed: 0 | 0 | 3 | 3 | 23527-123-011765 | JACKIE OLIVER
43673 | Temporary Closed | 2011-10-01 | 1989-01-01 |  | Petroleum | Unleaded gasoline | Unleaded gasoline | Retail | Fiberglass reinforced plastic | Fiberglass reinforced plastic |  |  | Fiberglass reinforced plastic |  | 1901-01-01 |  | Catchment Basin, Single walled catchment basin | Flow Rest 90% Full | Flow Rest 90% Full |  |  | Statistical Inventory Reconciliation (SIR) | [8 empty] | UST Currently In Use: 0; UST Temp Close: 3; AST Currently In Use: 0; AST Temp Closed: 0 | 0 | 3 | 3 | 23527-123-011765 | JACKIE OLIVER
43674 | Currently in Use |  | 1992-12-15 |  | Petroleum | On road diesel | On road diesel | Retail | Double Wall, Steel | Steel | Coated & cathodic protection (sti-P3) |  | Double Wall, Fiberglass reinforced plastic |  |  |  | Catchment Basin, Single walled catchment basin | Flow Rest 90% Full | Flow Rest 90% Full |  |  | Continuous Automatic Tank Gauge |  | Automatic shutoff device (AELLD), Containment Sump | Containment Sump | [5 empty] | UST Currently In Use: 3; UST Temp Close: 0; AST Currently In Use: 0; AST Temp Closed: 0 | 3 | 0 | 0 | 22176-115-015807 | Circle K Stores, Inc.
43675 | Currently in Use |  | 1992-12-15 |  | Petroleum | Premium gasoline | Premium gasoline | Retail | Double Wall, Steel | Steel | Coated & cathodic protection (sti-P3) |  | Double Wall, Fiberglass reinforced plastic |  |  |  | Catchment Basin, Single walled catchment basin | Flow Rest 90% Full | Flow Rest 90% Full |  |  | Continuous Automatic Tank Gauge |  | Automatic shutoff device (AELLD), Containment Sump | Containment Sump | [5 empty] | UST Currently In Use: 3; UST Temp Close: 0; AST Currently In Use: 0; AST Temp Closed: 0 | 3 | 0 | 0 | 22176-115-015807 | Circle K Stores, Inc.
43678 | Currently in Use |  | 1992-12-15 |  | Petroleum | Unleaded gasoline | Unleaded gasoline | Retail | Double Wall, Steel | Steel | Coated & cathodic protection (sti-P3) |  | Double Wall, Fiberglass reinforced plastic |  |  |  | Catchment Basin, Single walled catchment basin | Flow Rest 90% Full | Flow Rest 90% Full |  |  | Continuous Automatic Tank Gauge |  | Automatic shutoff device (AELLD), Containment Sump | Containment Sump | [5 empty] | UST Currently In Use: 3; UST Temp Close: 0; AST Currently In Use: 0; AST Temp Closed: 0 | 3 | 0 | 0 | 22176-115-015807 | Circle K Stores, Inc.
43679 | Permanently Closed | 2004-12-31 | 1980-02-01 | 2006-07-19 | Petroleum | Unleaded gasoline | Unleaded gasoline | Retail | Steel | Steel | Coated & cathodic protection (sti-P3), Field installed cathodic protection |  | Steel |  | 1901-01-01 | Field installed cathodic protection | Catchment Basin, Single walled catchment basin | Automatic shutoff device At 95% full | Automatic shutoff device At 95% full |  |  | Continuous Automatic Tank Gauge | [8 empty] | UST Currently In Use: 0; UST Temp Close: 0; AST Currently In Use: 0; AST Temp Closed: 0 | 0 | 0 | 4 | 17938-125-015722 | HARRY JACKSON INC
43680 | Permanently Closed | 2004-12-30 | 1980-02-01 | 2006-07-19 | Petroleum | Mid-grade gasoline | Mid-grade gasoline | Retail | Steel | Steel | Coated & cathodic protection (sti-P3), Field installed cathodic protection |  | Steel |  | 1901-01-01 | Field installed cathodic protection | Catchment Basin, Single walled catchment basin | Automatic shutoff device At 95% full | Automatic shutoff device At 95% full |  |  | Continuous Automatic Tank Gauge | [8 empty] | UST Currently In Use: 0; UST Temp Close: 0; AST Currently In Use: 0; AST Temp Closed: 0 | 0 | 0 | 4 | 17938-125-015722 | HARRY JACKSON INC
43681 | Permanently Closed | 2004-12-30 | 1980-02-01 | 2006-07-19 | Petroleum | Premium gasoline | Premium gasoline | Retail | Steel | Steel | Coated & cathodic protection (sti-P3), Field installed cathodic protection |  | Steel |  | 1901-01-01 | Field installed cathodic protection | Catchment Basin, Single walled catchment basin | Automatic shutoff device At 95% full | Automatic shutoff device At 95% full |  |  | Continuous Automatic Tank Gauge | [8 empty] | UST Currently In Use: 0; UST Temp Close: 0; AST Currently In Use: 0; AST Temp Closed: 0 | 0 | 0 | 4 | 17938-125-015722 | HARRY JACKSON INC
43682 | Permanently Closed | 2004-12-30 | 1980-02-01 | 2006-07-19 | Petroleum | On road diesel | On road diesel | Retail | Steel | Steel | Coated & cathodic protection (sti-P3), Field installed cathodic protection |  | Steel |  | 1901-01-01 | Field installed cathodic protection | Catchment Basin, Single walled catchment basin | Automatic shutoff device At 95% full | Automatic shutoff device At 95% full |  |  | Continuous Automatic Tank Gauge | [8 empty] | UST Currently In Use: 0; UST Temp Close: 0; AST Currently In Use: 0; AST Temp Closed: 0 | 0 | 0 | 4 | 17938-125-015722 | HARRY JACKSON INC
43683 | Currently in Use |  | 1987-11-05 |  | Petroleum | Unleaded gasoline | Unleaded gasoline | Retail | Steel | Steel | Coated & cathodic protection (sti-P3) |  | Flexible |  |  | None | Catchment Basin, Single walled catchment basin | Flow Rest 90% Full | Flow Rest 90% Full |  |  | Continuous Automatic Tank Gauge |  | Automatic flow restrictor (MLLD), Containment Sump | Containment Sump | Interstitial Monitoring within Secondary Containment |  | Annual line testing | Annual line testing |  | UST Currently In Use: 3; UST Temp Close: 1; AST Currently In Use: 0; AST Temp Closed: 0 | 3 | 1 | 0 | 23063-069-015546 | RAJDEEP KHAR AND NAVJIUIN KAUR
43686 | Currently in Use |  | 1987-11-05 |  | Petroleum | Unleaded gasoline | Unleaded gasoline | Retail | Steel | Steel | Coated & cathodic protection (sti-P3) |  | Flexible |  |  | None | Catchment Basin, Single walled catchment basin | Flow Rest 90% Full | Flow Rest 90% Full |  |  | Continuous Automatic Tank Gauge |  | Automatic flow restrictor (MLLD), Containment Sump | Containment Sump | Interstitial Monitoring within Secondary Containment |  |  |  |  | UST Currently In Use: 3; UST Temp Close: 1; AST Currently In Use: 0; AST Temp Closed: 0 | 3 | 1 | 0 | 23063-069-015546 | RAJDEEP KHAR AND NAVJIUIN KAUR
43689 | Currently in Use |  | 1987-11-05 |  | Petroleum | Unleaded gasoline | Unleaded gasoline | Retail | Steel | Steel | Coated & cathodic protection (sti-P3) |  | Flexible |  |  | None | Catchment Basin, Single walled catchment basin | Flow Rest 90% Full | Flow Rest 90% Full |  |  | Continuous Automatic Tank Gauge |  | Automatic flow restrictor (MLLD), Containment Sump | Containment Sump | Interstitial Monitoring within Secondary Containment |  |  |  |  | UST Currently In Use: 3; UST Temp Close: 1; AST Currently In Use: 0; AST Temp Closed: 0 | 3 | 1 | 0 | 23063-069-015546 | RAJDEEP KHAR AND NAVJIUIN KAUR
43692 | Temporary Closed | 2016-08-24 | 1987-11-05 |  | Petroleum | Kerosene | Kerosene | Retail | Steel | Steel | Coated & cathodic protection (sti-P3) |  | Flexible |  |  | None | Catchment Basin, Single walled catchment basin |  |  |  |  | Continuous Automatic Tank Gauge | [8 empty] | UST Currently In Use: 3; UST Temp Close: 1; AST Currently In Use: 0; AST Temp Closed: 0 | 3 | 1 | 0 | 23063-069-015546 | RAJDEEP KHAR AND NAVJIUIN KAUR
43693 | Permanently Closed | 1992-04-01 | 1988-06-01 | 2010-10-15 | Petroleum | Unleaded gasoline | Unleaded gasoline | Retail | Steel | Steel | Coated & cathodic protection (sti-P3) |  | Steel |  |  | Galvanic Cathodic | [11 empty] | Annual line testing | Annual line testing |  | UST Currently In Use: 0; UST Temp Close: 0; AST Currently In Use: 0; AST Temp Closed: 0 | 0 | 0 | 2 | 12479-017-015547 | HUGULEY OIL CO INC
43695 | Permanently Closed | 1992-04-01 | 1988-06-01 | 2010-10-15 | Petroleum | Unleaded gasoline | Unleaded gasoline | Retail | Steel | Steel | Coated & cathodic protection (sti-P3) |  | Steel |  |  | Galvanic Cathodic | [11 empty] | Annual line testing | Annual line testing |  | UST Currently In Use: 0; UST Temp Close: 0; AST Currently In Use: 0; AST Temp Closed: 0 | 0 | 0 | 2 | 12479-017-015547 | HUGULEY OIL CO INC
43696 | Temporary Closed | 2009-12-16 | 1992-01-18 |  | Petroleum | Unleaded gasoline | Unleaded gasoline | Retail | Steel | Steel | Coated & cathodic protection (sti-P3) |  | Double Wall, Fiberglass reinforced plastic |  |  |  | Catchment Basin, Single walled catchment basin | Automatic shutoff device At 95% full, Flow Rest 90% Full | Flow Rest 90% Full |  |  | Automatic Tank Gauge |  | Automatic shutoff device (AELLD), Containment Sump | Containment Sump | [5 empty] | UST Currently In Use: 0; UST Temp Close: 2; AST Currently In Use: 0; AST Temp Closed: 0 | 0 | 2 | 0 | 17525-087-015476 | FRANK GRAHAM
43709 | Temporary Closed | 2009-12-16 | 1992-01-18 |  | Petroleum | Mid-grade gasoline | Mid-grade gasoline | Retail | Steel | Steel | Coated & cathodic protection (sti-P3) |  | Double Wall, Fiberglass reinforced plastic |  |  |  | Catchment Basin, Single walled catchment basin | Automatic shutoff device At 95% full, Flow Rest 90% Full | Flow Rest 90% Full |  |  | Automatic Tank Gauge |  | Automatic shutoff device (AELLD), Containment Sump | Containment Sump | [5 empty] | UST Currently In Use: 0; UST Temp Close: 2; AST Currently In Use: 0; AST Temp Closed: 0 | 0 | 2 | 0 | 17525-087-015476 | FRANK GRAHAM
43711 | Temporary Closed | 2023-12-31 | 1990-12-31 |  | Petroleum | On road diesel | On road diesel | Industrial | Steel | Steel | Coated & cathodic protection (sti-P3) |  | Fiberglass reinforced plastic |  | 1901-01-01 |  | Catchment Basin, Single walled catchment basin | Flow Rest 90% Full | Flow Rest 90% Full |  |  | Continuous Automatic Tank Gauge | [8 empty] | UST Currently In Use: 0; UST Temp Close: 3; AST Currently In Use: 0; AST Temp Closed: 0 | 0 | 3 | 2 | 15295-117-001580 | WARRIOR TRACTOR AND EQUIPMENT CO INC
43712 | Temporary Closed | 2023-12-31 | 1990-12-31 |  | Petroleum | Unleaded gasoline | Unleaded gasoline | Industrial | Steel | Steel | Coated & cathodic protection (sti-P3) |  | Fiberglass reinforced plastic |  | 1901-01-01 |  | Catchment Basin, Single walled catchment basin | Flow Rest 90% Full | Flow Rest 90% Full |  |  | Continuous Automatic Tank Gauge | [8 empty] | UST Currently In Use: 0; UST Temp Close: 3; AST Currently In Use: 0; AST Temp Closed: 0 | 0 | 3 | 2 | 15295-117-001580 | WARRIOR TRACTOR AND EQUIPMENT CO INC
43713 | Temporary Closed | 2023-12-31 | 1990-12-31 |  | Petroleum | Used oil | Used oil | Industrial | Steel | Steel | Coated & cathodic protection (sti-P3) |  | Fiberglass reinforced plastic |  | 1901-01-01 |  | Other, EXEMPT | Other, EXEMPT | Other | [11 empty] | UST Currently In Use: 0; UST Temp Close: 3; AST Currently In Use: 0; AST Temp Closed: 0 | 0 | 3 | 2 | 15295-117-001580 | WARRIOR TRACTOR AND EQUIPMENT CO INC
43715 | Currently in Use |  | 1992-12-15 |  | Petroleum | Unleaded gasoline | Unleaded gasoline | State/Federal Government | Fiberglass reinforced plastic | Fiberglass reinforced plastic |  |  | Double Wall, Fiberglass reinforced plastic |  | 1901-01-01 |  | Catchment Basin, Single walled catchment basin | Flow Rest 90% Full | Flow Rest 90% Full | Interstitial Monitoring within Secondary Containment |  | Continuous Automatic Tank Gauge |  | Automatic shutoff device (AELLD), Containment Sump | Containment Sump |  |  | Annual line testing | Annual line testing |  | UST Currently In Use: 2; UST Temp Close: 0; AST Currently In Use: 0; AST Temp Closed: 0 | 2 | 0 | 6 | 14655-081-002978 | DEPARTMENT OF TRANSPORTATION
43718 | Currently in Use |  | 1992-12-15 |  | Petroleum | On road diesel | On road diesel | State/Federal Government | Fiberglass reinforced plastic | Fiberglass reinforced plastic |  |  | Double Wall, Fiberglass reinforced plastic |  | 1901-01-01 |  | Catchment Basin, Single walled catchment basin | Flow Rest 90% Full | Flow Rest 90% Full | Interstitial Monitoring within Secondary Containment |  | Continuous Automatic Tank Gauge |  | Automatic shutoff device (AELLD), Containment Sump | Containment Sump |  |  | Annual line testing | Annual line testing |  | UST Currently In Use: 2; UST Temp Close: 0; AST Currently In Use: 0; AST Temp Closed: 0 | 2 | 0 | 6 | 14655-081-002978 | DEPARTMENT OF TRANSPORTATION
43719 | Temporary Closed | 2009-02-25 | 1991-07-17 |  | Petroleum | Unleaded gasoline | Unleaded gasoline | Retail | Steel | Steel | Coated & cathodic protection (sti-P3) |  | Fiberglass reinforced plastic |  |  |  | Catchment Basin, Single walled catchment basin | Automatic shutoff device At 95% full, Flow Rest 90% Full | Flow Rest 90% Full |  |  | Statistical Inventory Reconciliation (SIR) | [8 empty] | UST Currently In Use: 0; UST Temp Close: 1; AST Currently In Use: 0; AST Temp Closed: 0 | 0 | 1 | 3 | 13983-121-008065 | R K ALLEN OIL CO INC
43720 | Currently in Use |  | 1992-08-07 |  | Petroleum | Unleaded gasoline | Unleaded gasoline | Retail | Steel, 6R/3M/3P | Steel | Coated & cathodic protection (sti-P3) |  | Flexible | OPW |  | Other, FLXS ISOLA | Catchment Basin, Single walled catchment basin | Automatic shutoff device At 95% full | Automatic shutoff device At 95% full |  |  | Statistical Inventory Reconciliation (SIR) |  | Automatic flow restrictor (MLLD), Containment Sump | Containment Sump |  |  | Statistical inventory reconciliation (SIR) | Statistical inventory reconciliation (SIR) |  | UST Currently In Use: 1; UST Temp Close: 0; AST Currently In Use: 0; AST Temp Closed: 0 | 1 | 0 | 0 | 13983-027-015540 | R K ALLEN OIL CO INC
43721 | Permanently Closed | 2013-12-26 | 1988-08-01 | 2015-11-09 | Petroleum | Used oil | Used oil | Retail | Steel | Steel | Coated & cathodic protection (sti-P3) |  | Single Wall, Steel, FILL PIPE |  |  | Galvanic Cathodic, NOT REGULA | Catchment Basin, EXEMPT | Other, EXEMPT | Other |  |  | Statistical Inventory Reconciliation (SIR) | [8 empty] | UST Currently In Use: 0; UST Temp Close: 0; AST Currently In Use: 0; AST Temp Closed: 0 | 0 | 0 | 4 | 24600-017-015547 | MRB ENTERPRISES, LLC
43724 | Permanently Closed | 2013-12-26 | 1988-08-01 | 2015-11-09 | Petroleum | Virgin oil | Virgin oil | Retail | Steel | Steel | Coated & cathodic protection (sti-P3) |  | Single Wall, Steel |  |  | Galvanic Cathodic | Catchment Basin, EXEMPT | Other, EXEMPT | Other |  |  | Statistical Inventory Reconciliation (SIR) | [8 empty] | UST Currently In Use: 0; UST Temp Close: 0; AST Currently In Use: 0; AST Temp Closed: 0 | 0 | 0 | 4 | 24600-017-015547 | MRB ENTERPRISES, LLC
43727 | Permanently Closed | 2013-12-26 | 1988-08-01 | 2015-11-09 | Petroleum | Virgin oil | Virgin oil | Retail | Steel | Steel | Coated & cathodic protection (sti-P3) |  | Single Wall, Steel |  |  | Galvanic Cathodic | Catchment Basin, EXEMPT | Other, EXEMPT | Other |  |  | Statistical Inventory Reconciliation (SIR) | [8 empty] | UST Currently In Use: 0; UST Temp Close: 0; AST Currently In Use: 0; AST Temp Closed: 0 | 0 | 0 | 4 | 24600-017-015547 | MRB ENTERPRISES, LLC
43730 | Permanently Closed | 2014-12-26 | 1988-08-01 | 2015-11-09 | Petroleum | Other, TRANSFLUID | Other | Retail | Steel | Steel | Coated & cathodic protection (sti-P3) |  | Single Wall, Steel |  |  | Galvanic Cathodic | Catchment Basin, EXEMPT | Other, EXEMPT | Other |  |  | Statistical Inventory Reconciliation (SIR) | [8 empty] | UST Currently In Use: 0; UST Temp Close: 0; AST Currently In Use: 0; AST Temp Closed: 0 | 0 | 0 | 4 | 24600-017-015547 | MRB ENTERPRISES, LLC
43731 | Permanently Closed | 2012-10-01 | 1987-05-01 | 2022-08-03 | Petroleum | Unleaded gasoline | Unleaded gasoline | Retail | Steel | Steel | Coated & cathodic protection (sti-P3), Field installed cathodic protection |  | Steel |  |  | Field installed cathodic protection | Catchment Basin, Single walled catchment basin | Flow Rest 90% Full | Flow Rest 90% Full |  |  | Statistical Inventory Reconciliation (SIR) |  | Automatic flow restrictor (MLLD) | Automatic flow restrictor (MLLD) |  |  | Statistical inventory reconciliation (SIR) | Statistical inventory reconciliation (SIR) |  | UST Currently In Use: 0; UST Temp Close: 0; AST Currently In Use: 0; AST Temp Closed: 0 | 0 | 0 | 3 | 17222-053-015772 | GLEN'S SERVICE STATIONS OF ALABAMA
43732 | Permanently Closed | 2012-09-01 | 1987-05-01 | 2022-08-03 | Petroleum | Mid-grade gasoline | Mid-grade gasoline | Retail | Steel | Steel | Coated & cathodic protection (sti-P3), Field installed cathodic protection |  | Steel |  |  | Field installed cathodic protection | Catchment Basin, Single walled catchment basin | Flow Rest 90% Full | Flow Rest 90% Full |  |  | Statistical Inventory Reconciliation (SIR) | [8 empty] | UST Currently In Use: 0; UST Temp Close: 0; AST Currently In Use: 0; AST Temp Closed: 0 | 0 | 0 | 3 | 17222-053-015772 | GLEN'S SERVICE STATIONS OF ALABAMA
43733 | Permanently Closed | 2012-08-01 | 1987-05-01 | 2022-08-03 | Petroleum | Unleaded gasoline | Unleaded gasoline | Retail | Steel | Steel | Coated & cathodic protection (sti-P3), Field installed cathodic protection |  | Steel |  |  | Field installed cathodic protection | Catchment Basin, Single walled catchment basin | Flow Rest 90% Full | Flow Rest 90% Full |  |  | Statistical Inventory Reconciliation (SIR) | [8 empty] | UST Currently In Use: 0; UST Temp Close: 0; AST Currently In Use: 0; AST Temp Closed: 0 | 0 | 0 | 3 | 17222-053-015772 | GLEN'S SERVICE STATIONS OF ALABAMA
43734 | Currently in Use |  | 1993-02-04 |  | Petroleum | Unleaded gasoline | Unleaded gasoline | Retail | Single Wall, Steel | Steel | Coated & cathodic protection (sti-P3) |  | Double Wall, Fiberglass reinforced plastic |  |  |  | Catchment Basin, Single walled catchment basin | Automatic shutoff device At 95% full | Automatic shutoff device At 95% full |  |  | Continuous Automatic Tank Gauge |  | Automatic shutoff device (AELLD) | Automatic shutoff device (AELLD) | [5 empty] | UST Currently In Use: 3; UST Temp Close: 0; AST Currently In Use: 0; AST Temp Closed: 0 | 3 | 0 | 5 | 17812-073-015810 | TRI ENTERPRISE INC
43735 | Currently in Use |  | 1993-02-04 |  | Petroleum | Premium gasoline | Premium gasoline | Retail | Single Wall, Steel | Steel | Coated & cathodic protection (sti-P3) |  | Double Wall, Fiberglass reinforced plastic |  |  |  | Catchment Basin, Single walled catchment basin | Automatic shutoff device At 95% full | Automatic shutoff device At 95% full |  |  | Continuous Automatic Tank Gauge |  | Automatic shutoff device (AELLD) | Automatic shutoff device (AELLD) | [5 empty] | UST Currently In Use: 3; UST Temp Close: 0; AST Currently In Use: 0; AST Temp Closed: 0 | 3 | 0 | 5 | 17812-073-015810 | TRI ENTERPRISE INC
43736 | Currently in Use |  | 1993-02-04 |  | Petroleum | Kerosene | Kerosene | Retail | Single Wall, Steel | Steel | Coated & cathodic protection (sti-P3) |  | Fiberglass reinforced plastic, Single Wall |  |  |  | Catchment Basin, Single walled catchment basin | Automatic shutoff device At 95% full | Automatic shutoff device At 95% full |  |  | Continuous Automatic Tank Gauge | [8 empty] | UST Currently In Use: 3; UST Temp Close: 0; AST Currently In Use: 0; AST Temp Closed: 0 | 3 | 0 | 5 | 17812-073-015810 | TRI ENTERPRISE INC
43738 | Temporary Closed | 2014-12-09 | 1985-01-01 |  | Petroleum | Unleaded gasoline | Unleaded gasoline | Retail | Single Wall, Steel | Steel | Field installed cathodic protection |  | Single Wall, Steel |  |  | Field installed cathodic protection | Catchment Basin, Single walled catchment basin | Automatic shutoff device At 95% full | Automatic shutoff device At 95% full |  |  | Statistical Inventory Reconciliation (SIR) | [8 empty] | UST Currently In Use: 0; UST Temp Close: 3; AST Currently In Use: 0; AST Temp Closed: 0 | 0 | 3 | 0 | 15968-033-007412 | WILBURN OIL CO
43739 | Permanently Closed | 2004-02-29 | 1993-01-30 | 2007-09-21 | Petroleum | Unleaded gasoline | Unleaded gasoline | Retail | Steel | Steel | Coated & cathodic protection (sti-P3) |  | Fiberglass reinforced plastic |  | 1901-01-01 | None | Catchment Basin, Single walled catchment basin | Flow Rest 90% Full | Flow Rest 90% Full | [11 empty] | UST Currently In Use: 0; UST Temp Close: 0; AST Currently In Use: 2; AST Temp Closed: 0 | 0 | 0 | 4 | 17612-095-001345 | ROBERTSON ENTERPRISES, INC.
43740 | Currently in Use |  | 1993-01-22 |  | Petroleum | Unleaded gasoline | Unleaded gasoline | Retail | Single Wall, Steel | Steel | Coated & cathodic protection (sti-P3) |  | Fiberglass reinforced plastic, Single Wall |  | 1901-01-01 |  | Catchment Basin, Single walled catchment basin | Flow Rest 90% Full | Flow Rest 90% Full |  |  | Statistical Inventory Reconciliation (SIR) | [8 empty] | UST Currently In Use: 1; UST Temp Close: 0; AST Currently In Use: 0; AST Temp Closed: 0 | 1 | 0 | 0 | 25366-049-015774 | CULSTIGH CREEK PROPERTIES LLC
43741 | Permanently Closed | 1996-12-22 | 1993-02-28 | 1999-05-04 | Petroleum | On road diesel | On road diesel | Industrial | Steel | Steel | Coated & cathodic protection (sti-P3) |  | Fiberglass reinforced plastic |  | 1901-01-01 | None | Catchment Basin, Single walled catchment basin | Automatic shutoff device At 95% full | Automatic shutoff device At 95% full |  |  | Automatic Tank Gauge |  |  |  | Interstitial Monitoring within Secondary Containment |  |  |  |  | UST Currently In Use: 0; UST Temp Close: 0; AST Currently In Use: 0; AST Temp Closed: 0 | 0 | 0 | 4 | 12827-101-003551 | SCRIVNER INC
43742 | Temporary Closed | 2007-07-18 | 1992-10-02 |  | Petroleum | Unleaded gasoline | Unleaded gasoline | Retail | Fiberglass reinforced plastic, Single Wall | Single Wall |  |  | Fiberglass reinforced plastic |  | 1901-01-01 | None | Catchment Basin, Single walled catchment basin | Flow Rest 90% Full | Flow Rest 90% Full |  |  | Continuous Automatic Tank Gauge |  | Automatic shutoff device (AELLD) | Automatic shutoff device (AELLD) | [5 empty] | UST Currently In Use: 0; UST Temp Close: 3; AST Currently In Use: 0; AST Temp Closed: 0 | 0 | 3 | 0 | 13177-127-006858 | LOWRY OIL CO INC
43743 | Temporary Closed | 2007-07-18 | 1992-10-02 |  | Petroleum | Premium gasoline | Premium gasoline | Retail | Fiberglass reinforced plastic, Single Wall | Single Wall |  |  | Fiberglass reinforced plastic |  | 1901-01-01 | None | Catchment Basin, Single walled catchment basin | Flow Rest 90% Full | Flow Rest 90% Full |  |  | Continuous Automatic Tank Gauge |  | Automatic shutoff device (AELLD) | Automatic shutoff device (AELLD) | [5 empty] | UST Currently In Use: 0; UST Temp Close: 3; AST Currently In Use: 0; AST Temp Closed: 0 | 0 | 3 | 0 | 13177-127-006858 | LOWRY OIL CO INC
43744 | Temporary Closed | 2007-07-18 | 1992-10-02 |  | Petroleum | On road diesel | On road diesel | Retail | Fiberglass reinforced plastic, Single Wall | Single Wall |  |  | Fiberglass reinforced plastic |  | 1901-01-01 | None | Catchment Basin, Single walled catchment basin | Flow Rest 90% Full | Flow Rest 90% Full |  |  | Continuous Automatic Tank Gauge |  | Automatic shutoff device (AELLD) | Automatic shutoff device (AELLD) | [5 empty] | UST Currently In Use: 0; UST Temp Close: 3; AST Currently In Use: 0; AST Temp Closed: 0 | 0 | 3 | 0 | 13177-127-006858 | LOWRY OIL CO INC
43745 | Currently in Use |  | 1993-02-07 |  | Petroleum | Unleaded gasoline | Unleaded gasoline | Retail | Fiberglass reinforced plastic | Fiberglass reinforced plastic |  |  | Fiberglass reinforced plastic |  | 1901-01-01 |  | Catchment Basin, Single walled catchment basin | Flow Rest 90% Full | Flow Rest 90% Full |  |  | Automatic Tank Gauge |  | Automatic flow restrictor (MLLD), Containment Sump | Containment Sump |  |  | Annual line testing | Annual line testing |  | UST Currently In Use: 2; UST Temp Close: 0; AST Currently In Use: 1; AST Temp Closed: 0 | 2 | 0 | 4 | 23843-083-014107 | SHRIEJEE, LLC/B&S GROCERY
43747 | Currently in Use | 2015-06-20 | 1993-02-07 |  | Petroleum | Premium gasoline | Premium gasoline | Retail | Fiberglass reinforced plastic | Fiberglass reinforced plastic |  |  | Fiberglass reinforced plastic |  | 1901-01-01 |  | Catchment Basin, Single walled catchment basin | Flow Rest 90% Full | Flow Rest 90% Full |  |  | Automatic Tank Gauge |  | Automatic flow restrictor (MLLD), Containment Sump | Containment Sump | Interstitial Monitoring within Secondary Containment |  | Annual line testing | Annual line testing |  | UST Currently In Use: 2; UST Temp Close: 0; AST Currently In Use: 1; AST Temp Closed: 0 | 2 | 0 | 4 | 23843-083-014107 | SHRIEJEE, LLC/B&S GROCERY
43748 | Currently in Use |  | 1993-03-03 |  | Petroleum | Unleaded gasoline | Unleaded gasoline | Retail | Steel | Steel | Coated & cathodic protection (sti-P3) |  | Single Wall, Steel, STEEL CLAD |  |  | Isolated or Above Ground, FLXS ISOLA | Catchment Basin, Single walled catchment basin | Automatic shutoff device At 95% full, Flow Rest 90% Full | Flow Rest 90% Full |  |  | Continuous Automatic Tank Gauge |  | Automatic shutoff device (AELLD) | Automatic shutoff device (AELLD) | [5 empty] | UST Currently In Use: 3; UST Temp Close: 0; AST Currently In Use: 0; AST Temp Closed: 0 | 3 | 0 | 3 | 15420-121-003296 | MAPCO EXPRESS, LLC
43749 | Currently in Use |  | 1993-03-03 |  | Petroleum | Premium gasoline | Premium gasoline | Retail | Steel | Steel | Coated & cathodic protection (sti-P3) |  | Single Wall, Steel, STEEL CLAD |  |  | Isolated or Above Ground, FLXS ISOLA | Catchment Basin, Single walled catchment basin | Automatic shutoff device At 95% full, Flow Rest 90% Full | Flow Rest 90% Full |  |  | Continuous Automatic Tank Gauge |  | Automatic shutoff device (AELLD) | Automatic shutoff device (AELLD) | [5 empty] | UST Currently In Use: 3; UST Temp Close: 0; AST Currently In Use: 0; AST Temp Closed: 0 | 3 | 0 | 3 | 15420-121-003296 | MAPCO EXPRESS, LLC
43750 | Currently in Use |  | 1993-03-03 |  | Petroleum | On road diesel | On road diesel | Retail | Steel | Steel | Coated & cathodic protection (sti-P3) |  | Single Wall, Steel, STEEL CLAD |  |  | Isolated or Above Ground, FLXS ISOLA | Catchment Basin, Single walled catchment basin | Automatic shutoff device At 95% full, Flow Rest 90% Full | Flow Rest 90% Full |  |  | Continuous Automatic Tank Gauge |  | Automatic shutoff device (AELLD) | Automatic shutoff device (AELLD) | [5 empty] | UST Currently In Use: 3; UST Temp Close: 0; AST Currently In Use: 0; AST Temp Closed: 0 | 3 | 0 | 3 | 15420-121-003296 | MAPCO EXPRESS, LLC
43751 | Currently in Use |  | 1992-09-30 |  | Petroleum | Unleaded gasoline | Unleaded gasoline | Retail | Fiberglass reinforced plastic | Fiberglass reinforced plastic |  |  | Fiberglass reinforced plastic |  | 1901-01-01 |  | Catchment Basin, Single walled catchment basin | Flow Rest 90% Full | Flow Rest 90% Full |  |  | Continuous Automatic Tank Gauge |  | Automatic flow restrictor (MLLD) | Automatic flow restrictor (MLLD) |  |  | Annual line testing | Annual line testing |  | UST Currently In Use: 2; UST Temp Close: 0; AST Currently In Use: 0; AST Temp Closed: 0 | 2 | 0 | 0 | 25886-081-015535 | GURJOT SIGNH
43754 | Currently in Use |  | 1992-09-30 |  | Petroleum | Premium gasoline | Premium gasoline | Retail | Fiberglass reinforced plastic | Fiberglass reinforced plastic |  |  | Fiberglass reinforced plastic |  | 1901-01-01 |  | Catchment Basin, Single walled catchment basin | Flow Rest 90% Full | Flow Rest 90% Full |  |  | Continuous Automatic Tank Gauge |  | Automatic flow restrictor (MLLD) | Automatic flow restrictor (MLLD) |  |  | Annual line testing | Annual line testing |  | UST Currently In Use: 2; UST Temp Close: 0; AST Currently In Use: 0; AST Temp Closed: 0 | 2 | 0 | 0 | 25886-081-015535 | GURJOT SIGNH
43758 | Permanently Closed | 1996-07-01 | 1980-04-14 23:00 | 1996-09-16 | Petroleum | Unleaded gasoline | Unleaded gasoline | Retail | Steel | Steel |  | Painted or None | Steel |  | 1901-01-01 | [6 empty] | Statistical Inventory Reconciliation (SIR) | [8 empty] | UST Currently In Use: 0; UST Temp Close: 0; AST Currently In Use: 0; AST Temp Closed: 0 | 0 | 0 | 3 | 10050-023-009300 | ABSTON PETROLEUM INC
43759 | Cannot Locate or abandoned | 1998-12-22 | 1970-01-01 |  | Petroleum | Unleaded gasoline | Unleaded gasoline | Retail | Steel | Steel |  | Painted or None | Steel |  | 1901-01-01 |  | Catchment Basin, Single walled catchment basin | Flow Rest 90% Full | Flow Rest 90% Full | [11 empty] | UST Currently In Use: 0; UST Temp Close: 0; AST Currently In Use: 0; AST Temp Closed: 0 | 0 | 0 | 0 | 17989-015-015842 | ERVIN ROMINE
43760 | Cannot Locate or abandoned | 1998-12-22 | 1970-01-01 |  | Petroleum | Unleaded gasoline | Unleaded gasoline | Retail | Steel | Steel |  | Painted or None | Steel |  | 1901-01-01 | [15 empty] | UST Currently In Use: 0; UST Temp Close: 0; AST Currently In Use: 0; AST Temp Closed: 0 | 0 | 0 | 0 | 17989-015-015842 | ERVIN ROMINE
43761 | Cannot Locate or abandoned | 1998-12-22 | 1970-01-01 |  | Petroleum | Unleaded gasoline | Unleaded gasoline |  | Steel | Steel |  | Painted or None | Steel |  | 1901-01-01 | [15 empty] | UST Currently In Use: 0; UST Temp Close: 0; AST Currently In Use: 0; AST Temp Closed: 0 | 0 | 0 | 0 | 17989-015-015842 | ERVIN ROMINE
43762 | Currently in Use |  | 1988-04-01 |  | Petroleum | Unleaded gasoline | Unleaded gasoline | Retail | Single Wall, Steel | Steel | Coated & cathodic protection (sti-P3) |  | Fiberglass reinforced plastic, Single Wall |  |  |  | Catchment Basin, Single walled catchment basin | Automatic shutoff device At 95% full | Automatic shutoff device At 95% full |  |  | Continuous Automatic Tank Gauge |  | Automatic flow restrictor (MLLD) | Automatic flow restrictor (MLLD) |  |  | Annual line testing | Annual line testing |  | UST Currently In Use: 3; UST Temp Close: 0; AST Currently In Use: 0; AST Temp Closed: 0 | 3 | 0 | 0 | 17990-073-015843 | KIDD DEVELOPMENT CO
43763 | Currently in Use |  | 1988-04-01 |  | Petroleum | Premium gasoline | Premium gasoline | Retail | Single Wall, Steel | Steel | Coated & cathodic protection (sti-P3) |  | Fiberglass reinforced plastic, Single Wall |  |  |  | Catchment Basin, Single walled catchment basin | Automatic shutoff device At 95% full | Automatic shutoff device At 95% full |  |  | Continuous Automatic Tank Gauge |  | Automatic flow restrictor (MLLD) | Automatic flow restrictor (MLLD) |  |  | Annual line testing | Annual line testing |  | UST Currently In Use: 3; UST Temp Close: 0; AST Currently In Use: 0; AST Temp Closed: 0 | 3 | 0 | 0 | 17990-073-015843 | KIDD DEVELOPMENT CO
43764 | Currently in Use |  | 1988-04-01 |  | Petroleum | On road diesel | On road diesel | Retail | Single Wall, Steel | Steel | Coated & cathodic protection (sti-P3) |  | Fiberglass reinforced plastic, Single Wall |  |  |  | Catchment Basin, Single walled catchment basin | Automatic shutoff device At 95% full | Automatic shutoff device At 95% full |  |  | Continuous Automatic Tank Gauge |  | Automatic flow restrictor (MLLD) | Automatic flow restrictor (MLLD) |  |  | Annual line testing | Annual line testing |  | UST Currently In Use: 3; UST Temp Close: 0; AST Currently In Use: 0; AST Temp Closed: 0 | 3 | 0 | 0 | 17990-073-015843 | KIDD DEVELOPMENT CO
43765 | Currently in Use |  | 1990-07-10 |  | Petroleum | Unleaded gasoline | Unleaded gasoline | Bulk facility, Local Government | Steel | Steel | Coated & cathodic protection (sti-P3) |  | Fiberglass reinforced plastic |  |  | Other, FLXS ISOLA | Catchment Basin, Single walled catchment basin | Flow Rest 90% Full | Flow Rest 90% Full |  |  | Continuous Automatic Tank Gauge | [8 empty] | UST Currently In Use: 2; UST Temp Close: 0; AST Currently In Use: 0; AST Temp Closed: 0 | 2 | 0 | 3 | 11012-005-003379 | CITY OF EUFAULA
43768 | Currently in Use |  | 1990-07-10 |  | Petroleum | On road diesel | On road diesel | Bulk facility, Local Government | Steel | Steel | Coated & cathodic protection (sti-P3) |  | Fiberglass reinforced plastic |  |  | Other, FLXS ISOLA | Catchment Basin, Single walled catchment basin | Flow Rest 90% Full | Flow Rest 90% Full |  |  | Continuous Automatic Tank Gauge | [8 empty] | UST Currently In Use: 2; UST Temp Close: 0; AST Currently In Use: 0; AST Temp Closed: 0 | 2 | 0 | 3 | 11012-005-003379 | CITY OF EUFAULA
43769 | Temporary Closed | 2000-07-31 | 1992-12-08 |  | Petroleum | Unleaded gasoline | Unleaded gasoline | Industrial, Local Government | Fiberglass reinforced plastic | Fiberglass reinforced plastic |  |  | Fiberglass reinforced plastic |  | 1901-01-01 |  | Catchment Basin, Single walled catchment basin | Automatic shutoff device At 95% full | Automatic shutoff device At 95% full |  |  | Automatic Tank Gauge | [8 empty] | UST Currently In Use: 0; UST Temp Close: 2; AST Currently In Use: 0; AST Temp Closed: 0 | 0 | 2 | 1 | 11039-117-004183 | CITY OF HOOVER
43770 | Temporary Closed | 2000-07-31 | 1992-12-08 |  | Petroleum | On road diesel | On road diesel | Industrial, Local Government | Fiberglass reinforced plastic | Fiberglass reinforced plastic |  |  | Fiberglass reinforced plastic |  | 1901-01-01 |  | Catchment Basin, Single walled catchment basin | Automatic shutoff device At 95% full | Automatic shutoff device At 95% full |  |  | Automatic Tank Gauge | [8 empty] | UST Currently In Use: 0; UST Temp Close: 2; AST Currently In Use: 0; AST Temp Closed: 0 | 0 | 2 | 1 | 11039-117-004183 | CITY OF HOOVER
43771 | Temporary Closed | 2015-12-01 | 1991-01-21 |  | Petroleum | Other, OFFROAD | Other | Retail | Fiberglass reinforced plastic, Single Wall | Single Wall |  |  | Fiberglass reinforced plastic |  |  | Other, FLXS ISOLA | Catchment Basin, Single walled catchment basin | Flow Rest 90% Full | Flow Rest 90% Full |  |  | Statistical Inventory Reconciliation (SIR) | [8 empty] | UST Currently In Use: 0; UST Temp Close: 4; AST Currently In Use: 0; AST Temp Closed: 0 | 0 | 4 | 3 | 24168-037-010317 | LITTLE BROTHER LLC
43772 | Temporary Closed | 2007-11-01 | 1992-10-01 |  | Petroleum | Unleaded gasoline | Unleaded gasoline | Retail | Steel | Steel | Coated & cathodic protection (sti-P3), DBL WALL |  | Double Wall, Fiberglass reinforced plastic |  |  |  | Catchment Basin, Single walled catchment basin | Flow Rest 90% Full | Flow Rest 90% Full | Interstitial Monitoring within Secondary Containment |  | Statistical Inventory Reconciliation (SIR) |  | Automatic flow restrictor (MLLD) | Automatic flow restrictor (MLLD) | Interstitial Monitoring within Secondary Containment |  | Statistical inventory reconciliation (SIR) | Statistical inventory reconciliation (SIR) |  | UST Currently In Use: 0; UST Temp Close: 1; AST Currently In Use: 0; AST Temp Closed: 0 | 0 | 1 | 4 | 21943-123-000969 | TEXACO SERVICE CENTER
43773 | Currently in Use |  | 1993-03-23 |  | Petroleum | Unleaded gasoline | Unleaded gasoline | Retail | Single Wall, Steel | Steel | Coated & cathodic protection (sti-P3) |  | Double Wall, Fiberglass reinforced plastic |  |  |  | Catchment Basin, Single walled catchment basin | Flow Rest 90% Full | Flow Rest 90% Full |  |  | Statistical Inventory Reconciliation (SIR) |  | Automatic flow restrictor (MLLD), Containment Sump | Containment Sump |  |  | Statistical inventory reconciliation (SIR) | Statistical inventory reconciliation (SIR) |  | UST Currently In Use: 2; UST Temp Close: 0; AST Currently In Use: 0; AST Temp Closed: 0 | 2 | 0 | 4 | 22820-055-007276 | SAI, LLC
43775 | Currently in Use |  | 1993-03-23 |  | Petroleum | Premium gasoline | Premium gasoline | Retail | Single Wall, Steel | Steel | Coated & cathodic protection (sti-P3) |  | Double Wall, Fiberglass reinforced plastic |  |  |  | Catchment Basin, Single walled catchment basin | Flow Rest 90% Full | Flow Rest 90% Full |  |  | Statistical Inventory Reconciliation (SIR) |  | Automatic flow restrictor (MLLD), Containment Sump | Containment Sump |  |  | Statistical inventory reconciliation (SIR) | Statistical inventory reconciliation (SIR) |  | UST Currently In Use: 2; UST Temp Close: 0; AST Currently In Use: 0; AST Temp Closed: 0 | 2 | 0 | 4 | 22820-055-007276 | SAI, LLC
43776 | Permanently Closed | 2002-02-07 | 1992-03-17 | 2002-02-07 | Petroleum | On road diesel | On road diesel | Industrial | Fiberglass reinforced plastic | Fiberglass reinforced plastic |  |  | Flexible |  | 1901-01-01 |  | Catchment Basin, Single walled catchment basin | Audible high level alarm At 90% full, Flow Rest 90% Full | Flow Rest 90% Full | Interstitial Monitoring within Secondary Containment |  | Continuous Automatic Tank Gauge |  |  |  | Interstitial Monitoring within Secondary Containment |  | Continuous alarm system | Continuous alarm system |  | UST Currently In Use: 0; UST Temp Close: 0; AST Currently In Use: 0; AST Temp Closed: 1 | 0 | 0 | 12 | 21031-089-010515 | INTERNATIONAL DIESEL OF ALABAMA LLC
43777 | Permanently Closed | 2002-02-07 | 1992-03-17 | 2002-02-07 | Petroleum | Other, 10W30 | Other | Industrial | Fiberglass reinforced plastic | Fiberglass reinforced plastic |  |  | Flexible |  | 1901-01-01 |  | Catchment Basin, Single walled catchment basin | Audible high level alarm At 90% full, Flow Rest 90% Full | Flow Rest 90% Full | Interstitial Monitoring within Secondary Containment |  | Continuous Automatic Tank Gauge |  |  |  | Interstitial Monitoring within Secondary Containment |  | Continuous alarm system | Continuous alarm system |  | UST Currently In Use: 0; UST Temp Close: 0; AST Currently In Use: 0; AST Temp Closed: 1 | 0 | 0 | 12 | 21031-089-010515 | INTERNATIONAL DIESEL OF ALABAMA LLC
43778 | Permanently Closed | 2007-05-25 | 1992-10-28 | 2007-05-25 | Petroleum | Unleaded gasoline | Unleaded gasoline | Local government | Fiberglass reinforced plastic | Fiberglass reinforced plastic |  |  | Fiberglass reinforced plastic |  | 1901-01-01 |  | Catchment Basin, Single walled catchment basin | Automatic shutoff device At 95% full, Flow Rest 90% Full | Flow Rest 90% Full |  |  | Continuous Automatic Tank Gauge | [8 empty] | UST Currently In Use: 0; UST Temp Close: 0; AST Currently In Use: 0; AST Temp Closed: 0 | 0 | 0 | 3 | 15584-095-001362 | ALBERTVILLE CITY SCHOOLS
43779 | Permanently Closed | 2007-05-25 | 1992-10-28 | 2007-05-25 | Petroleum | On road diesel | On road diesel | Local government | Fiberglass reinforced plastic | Fiberglass reinforced plastic |  |  | Fiberglass reinforced plastic |  | 1901-01-01 |  | Catchment Basin, Single walled catchment basin | Automatic shutoff device At 95% full, Flow Rest 90% Full | Flow Rest 90% Full |  |  | Continuous Automatic Tank Gauge | [8 empty] | UST Currently In Use: 0; UST Temp Close: 0; AST Currently In Use: 0; AST Temp Closed: 0 | 0 | 0 | 3 | 15584-095-001362 | ALBERTVILLE CITY SCHOOLS
43780 | Permanently Closed | 2011-09-01 | 1991-09-28 | 2011-09-01 | Petroleum | Unleaded gasoline | Unleaded gasoline | Industrial | Single Wall, Steel | Steel | Coated & cathodic protection (sti-P3) |  | Double Wall, Fiberglass reinforced plastic |  |  |  | Catchment Basin, Single walled catchment basin | Flow Rest 90% Full | Flow Rest 90% Full |  |  | Continuous Automatic Tank Gauge |  | Containment Sump, Sump sensor relayed to automatically shut off submersible pump | Sump sensor relayed to automatically shut off submersible pump | Interstitial Monitoring within Secondary Containment | SENSOR TO ATG | Continuous alarm system | Continuous alarm system |  | UST Currently In Use: 0; UST Temp Close: 0; AST Currently In Use: 0; AST Temp Closed: 0 | 0 | 0 | 1 | 11238-095-015775 | COOKS PEST CONTROL
43781 | Currently in Use |  | 1992-05-20 |  | Petroleum | Unleaded gasoline | Unleaded gasoline | Local government | Fiberglass reinforced plastic, Single Wall | Single Wall |  |  | Fiberglass reinforced plastic, Single Wall |  |  |  | Catchment Basin, Single walled catchment basin | Automatic shutoff device At 95% full | Automatic shutoff device At 95% full |  |  | Continuous Automatic Tank Gauge | Direct Bury submersible pump | [7 empty] | UST Currently In Use: 2; UST Temp Close: 0; AST Currently In Use: 0; AST Temp Closed: 0 | 2 | 0 | 0 | 11059-033-018315 | CITY OF MUSCLE SHOALS
43782 | Currently in Use |  | 1992-05-20 |  | Petroleum | On road diesel | On road diesel | Local government | Fiberglass reinforced plastic, Single Wall | Single Wall |  |  | Fiberglass reinforced plastic, Single Wall |  |  |  | Catchment Basin, Single walled catchment basin | Automatic shutoff device At 95% full | Automatic shutoff device At 95% full |  |  | Continuous Automatic Tank Gauge | Direct Bury submersible pump | [7 empty] | UST Currently In Use: 2; UST Temp Close: 0; AST Currently In Use: 0; AST Temp Closed: 0 | 2 | 0 | 0 | 11059-033-018315 | CITY OF MUSCLE SHOALS
43783 | Currently in Use |  | 1992-10-10 |  | Petroleum | Unleaded gasoline | Unleaded gasoline | Retail | Steel | Steel | Coated & cathodic protection (sti-P3) |  | Fiberglass reinforced plastic |  |  |  | Catchment Basin, Single walled catchment basin | Flow Rest 90% Full | Flow Rest 90% Full |  |  | Automatic Tank Gauge |  | Automatic flow restrictor (MLLD), Containment Sump | Containment Sump | Interstitial Monitoring within Secondary Containment | MANUAL/VISUAL CHECK | Annual line testing | Annual line testing |  | UST Currently In Use: 6; UST Temp Close: 2; AST Currently In Use: 0; AST Temp Closed: 0 | 6 | 2 | 10 | 18027-097-010423 | FLETCHER SMITH SERVICE STATION
43784 | Permanently Closed | 1998-12-18 | 1977-06-01 | 2000-03-13 | Petroleum | Used oil | Used oil |  | Steel | Steel | Coated & cathodic protection (sti-P3) |  | Steel |  | 1901-01-01 | [6 empty] | Manual Tank Gauging (only tanks 1000 gal. or less and 48” or 64” in diameter) | [8 empty] | UST Currently In Use: 0; UST Temp Close: 0; AST Currently In Use: 0; AST Temp Closed: 0 | 0 | 0 | 2 | 18028-097-015773 | TERRY DEES AND OSSIE BOUTWELL
43785 | Permanently Closed | 1998-12-18 | 1977-06-01 | 2000-03-13 | Petroleum | Other, TRANSFLUID | Other |  | Steel | Steel | Coated & cathodic protection (sti-P3) |  | Steel |  | 1901-01-01 | [6 empty] | Manual Tank Gauging (only tanks 1000 gal. or less and 48” or 64” in diameter) | [8 empty] | UST Currently In Use: 0; UST Temp Close: 0; AST Currently In Use: 0; AST Temp Closed: 0 | 0 | 0 | 2 | 18028-097-015773 | TERRY DEES AND OSSIE BOUTWELL
43786 | Permanently Closed | 2007-03-30 | 1991-09-15 | 2007-03-30 | Petroleum | Unleaded gasoline | Unleaded gasoline | Retail | Steel | Steel | Coated & cathodic protection (sti-P3) |  | Fiberglass reinforced plastic |  | 1901-01-01 | None | Catchment Basin, Single walled catchment basin | Automatic shutoff device At 95% full | Automatic shutoff device At 95% full |  |  | Statistical Inventory Reconciliation (SIR) | [8 empty] | UST Currently In Use: 0; UST Temp Close: 0; AST Currently In Use: 0; AST Temp Closed: 0 | 0 | 0 | 3 | 13284-133-006866 | H.L. MARTIN DISTRIBUTING CO.
43787 | Currently in Use |  | 1992-06-03 |  | Petroleum | Unleaded gasoline | Unleaded gasoline | Retail | Steel | Steel | Coated & cathodic protection (sti-P3) |  | Fiberglass reinforced plastic |  |  |  | Catchment Basin, Single walled catchment basin | Flow Rest 90% Full | Flow Rest 90% Full |  |  | Automatic Tank Gauge |  | Automatic flow restrictor (MLLD), Containment Sump | Containment Sump | Interstitial Monitoring within Secondary Containment |  | Annual line testing | Annual line testing |  | UST Currently In Use: 4; UST Temp Close: 0; AST Currently In Use: 0; AST Temp Closed: 0 | 4 | 0 | 4 | 11929-021-003632 | FRED HEADLEY
43788 | Currently in Use |  | 1992-06-03 |  | Petroleum | Mid-grade gasoline | Mid-grade gasoline | Retail | Steel | Steel | Coated & cathodic protection (sti-P3) |  | Fiberglass reinforced plastic |  |  |  | Catchment Basin, Single walled catchment basin | Flow Rest 90% Full | Flow Rest 90% Full |  |  | Automatic Tank Gauge |  | Automatic flow restrictor (MLLD), Containment Sump | Containment Sump | Interstitial Monitoring within Secondary Containment |  | Annual line testing | Annual line testing |  | UST Currently In Use: 4; UST Temp Close: 0; AST Currently In Use: 0; AST Temp Closed: 0 | 4 | 0 | 4 | 11929-021-003632 | FRED HEADLEY
43789 | Currently in Use |  | 1992-06-03 |  | Petroleum | Premium gasoline | Premium gasoline | Retail | Steel | Steel | Coated & cathodic protection (sti-P3) |  | Fiberglass reinforced plastic |  |  |  | Catchment Basin, Single walled catchment basin | Flow Rest 90% Full | Flow Rest 90% Full |  |  | Automatic Tank Gauge |  | Automatic flow restrictor (MLLD), Containment Sump | Containment Sump | Interstitial Monitoring within Secondary Containment |  | Annual line testing | Annual line testing |  | UST Currently In Use: 4; UST Temp Close: 0; AST Currently In Use: 0; AST Temp Closed: 0 | 4 | 0 | 4 | 11929-021-003632 | FRED HEADLEY
43792 | Currently in Use |  | 1992-06-03 |  | Petroleum | On road diesel | On road diesel | Retail | Steel | Steel | Coated & cathodic protection (sti-P3) |  | Fiberglass reinforced plastic |  |  |  | Catchment Basin, Single walled catchment basin | Flow Rest 90% Full | Flow Rest 90% Full |  |  | Automatic Tank Gauge |  | Automatic flow restrictor (MLLD), Containment Sump | Containment Sump | Interstitial Monitoring within Secondary Containment |  | Annual line testing | Annual line testing |  | UST Currently In Use: 4; UST Temp Close: 0; AST Currently In Use: 0; AST Temp Closed: 0 | 4 | 0 | 4 | 11929-021-003632 | FRED HEADLEY
43793 | Currently in Use |  | 1992-10-31 |  | Petroleum | Unleaded gasoline | Unleaded gasoline | Retail | Single Wall, Steel | Steel | Coated & cathodic protection (sti-P3), Field installed cathodic protection |  | Double Wall, Fiberglass reinforced plastic |  |  |  | Catchment Basin, Single walled catchment basin | Automatic shutoff device At 95% full, Flow Rest 90% Full | Flow Rest 90% Full |  |  | Automatic Tank Gauge |  | Automatic shutoff device (AELLD) | Automatic shutoff device (AELLD) | Interstitial Monitoring within Secondary Containment | SENSOR TO ATG | Automatic electronic line leak detector (AELLD) | Automatic electronic line leak detector (AELLD) |  | UST Currently In Use: 4; UST Temp Close: 0; AST Currently In Use: 1; AST Temp Closed: 0 | 4 | 0 | 3 | 23319-057-005883 | JIMMY HOCUTT
43794 | Currently in Use |  | 1992-10-31 |  | Petroleum | Premium gasoline | Premium gasoline | Retail | Single Wall, Steel | Steel | Coated & cathodic protection (sti-P3), Field installed cathodic protection |  | Double Wall, Fiberglass reinforced plastic |  |  |  | Catchment Basin, Single walled catchment basin | Automatic shutoff device At 95% full, Flow Rest 90% Full | Flow Rest 90% Full |  |  | Automatic Tank Gauge |  | Automatic shutoff device (AELLD) | Automatic shutoff device (AELLD) | Interstitial Monitoring within Secondary Containment | SENSOR TO ATG | Automatic electronic line leak detector (AELLD) | Automatic electronic line leak detector (AELLD) |  | UST Currently In Use: 4; UST Temp Close: 0; AST Currently In Use: 1; AST Temp Closed: 0 | 4 | 0 | 3 | 23319-057-005883 | JIMMY HOCUTT
43796 | Currently in Use |  | 1992-10-31 |  | Petroleum | On road diesel | On road diesel | Retail | Single Wall, Steel | Steel | Coated & cathodic protection (sti-P3), Field installed cathodic protection |  | Fiberglass reinforced plastic, Single Wall |  |  |  | Catchment Basin, Single walled catchment basin | Automatic shutoff device At 95% full, Flow Rest 90% Full | Flow Rest 90% Full |  |  | Automatic Tank Gauge | [8 empty] | UST Currently In Use: 4; UST Temp Close: 0; AST Currently In Use: 1; AST Temp Closed: 0 | 4 | 0 | 3 | 23319-057-005883 | JIMMY HOCUTT
43797 | Currently in Use |  | 1993-03-27 |  | Petroleum | Unleaded gasoline | Unleaded gasoline | Retail | Fiberglass reinforced plastic | Fiberglass reinforced plastic |  |  | Fiberglass reinforced plastic |  | 1901-01-01 |  | Catchment Basin, Single walled catchment basin | Automatic shutoff device At 95% full, Flow Rest 90% Full | Flow Rest 90% Full | Interstitial Monitoring within Secondary Containment | MANUAL/VISUAL CHECK | [9 empty] | UST Currently In Use: 1; UST Temp Close: 0; AST Currently In Use: 0; AST Temp Closed: 0 | 1 | 0 | 0 | 17945-051-015723 | JOE COLLIER
43798 | Permanently Closed | 2025-05-12 | 1990-02-24 | 2025-08-26 | Petroleum | Unleaded gasoline | Unleaded gasoline | Industrial | Double Wall, Fiberglass reinforced plastic | Fiberglass reinforced plastic |  |  | Double Wall, Fiberglass reinforced plastic |  |  |  | Catchment Basin, Single walled catchment basin | Flow Rest 90% Full | Flow Rest 90% Full |  | SENSOR TO ATG | Continuous Automatic Tank Gauge | Single walled submersible pump containment sump | Automatic flow restrictor (MLLD), Containment Sump | Containment Sump |  | SENSOR TO ATG | Annual line testing, Continuous alarm system | Continuous alarm system |  | UST Currently In Use: 0; UST Temp Close: 0; AST Currently In Use: 0; AST Temp Closed: 0 | 0 | 0 | 1 | 15094-103-015725 | UNITED PARCEL SERVICE
43799 | Permanently Closed | 1998-04-23 | 1965-05-06 | 1998-04-23 | Petroleum | On road diesel | On road diesel | Emergency power generator | Steel | Steel |  | Painted or None | Steel |  | 1901-01-01 | [12 empty] | Annual line testing | Annual line testing |  | UST Currently In Use: 0; UST Temp Close: 0; AST Currently In Use: 0; AST Temp Closed: 0 | 0 | 0 | 3 | 14462-101-012187 | BELLSOUTH TELECOMM. DBA AT&T ALA.
43800 | Permanently Closed | 1997-04-16 | 1984-01-01 | 1997-04-17 | Petroleum | On road diesel | On road diesel | Emergency power generator | Steel | Steel |  | Painted or None | Other, COPPER |  | 1901-01-01 | Other, PVC | [14 empty] | UST Currently In Use: 0; UST Temp Close: 0; AST Currently In Use: 1; AST Temp Closed: 0 | 0 | 0 | 1 | 14462-105-015774 | BELLSOUTH TELECOMM. DBA AT&T ALA.
43801 | Permanently Closed | 1994-04-28 | 1988-04-13 | 1994-04-28 | Petroleum | Unleaded gasoline | Unleaded gasoline | Emergency power generator | Steel | Steel |  | Painted or None | Other, COPPER |  | 1901-01-01 | Other, PVC | Catchment Basin, Single walled catchment basin | Audible high level alarm At 90% full | Audible high level alarm At 90% full |  |  | Automatic Tank Gauge | [8 empty] | UST Currently In Use: 0; UST Temp Close: 0; AST Currently In Use: 1; AST Temp Closed: 0 | 0 | 0 | 3 | 14462-117-012223 | BELLSOUTH TELECOMM. DBA AT&T ALA.
43802 | Permanently Closed | 1997-09-10 | 1983-04-09 23:00 | 1997-09-10 | Petroleum | Unleaded gasoline | Unleaded gasoline | Emergency power generator | Steel | Steel |  | Painted or None | Other, COPPER |  | 1901-01-01 | Other, PVC | Catchment Basin, Single walled catchment basin | Audible high level alarm At 90% full | Audible high level alarm At 90% full | [11 empty] | UST Currently In Use: 0; UST Temp Close: 0; AST Currently In Use: 0; AST Temp Closed: 0 | 0 | 0 | 1 | 14462-097-012215 | BELLSOUTH TELECOMM. DBA AT&T ALA.
43803 | Permanently Closed | 1994-02-24 | 1992-01-15 | 1994-02-24 | Petroleum | Unleaded gasoline | Unleaded gasoline | Bulk facility | Fiberglass reinforced plastic | Fiberglass reinforced plastic |  |  | Steel |  | 1901-01-01 | Other, FIBREINPSL | Catchment Basin, Single walled catchment basin | Audible high level alarm At 90% full | Audible high level alarm At 90% full | Interstitial Monitoring within Secondary Containment |  | Automatic Tank Gauge |  |  |  | Interstitial Monitoring within Secondary Containment |  |  |  |  | UST Currently In Use: 0; UST Temp Close: 0; AST Currently In Use: 0; AST Temp Closed: 0 | 0 | 0 | 2 | 14462-073-012047 | BELLSOUTH TELECOMM. DBA AT&T ALA.
43804 | Permanently Closed | 1995-11-13 | 1984-02-12 | 1995-11-13 | Petroleum | On road diesel | On road diesel | Emergency power generator | Steel | Steel |  | Painted or None | Other, COPPER |  | 1901-01-01 | Other, PVC | [14 empty] | UST Currently In Use: 0; UST Temp Close: 0; AST Currently In Use: 0; AST Temp Closed: 0 | 0 | 0 | 1 | 14462-063-015775 | BELLSOUTH TELECOMM. DBA AT&T ALA.
43805 | Currently in Use |  | 1993-02-15 |  | Petroleum | Unleaded gasoline | Unleaded gasoline | Retail | Fiberglass reinforced plastic | Fiberglass reinforced plastic |  |  | Double Wall, Fiberglass reinforced plastic |  | 1901-01-01 |  | Catchment Basin, Single walled catchment basin | Flow Rest 90% Full | Flow Rest 90% Full |  |  | Continuous Automatic Tank Gauge |  | Automatic flow restrictor (MLLD), Containment Sump | Containment Sump |  |  | Annual line testing | Annual line testing |  | UST Currently In Use: 2; UST Temp Close: 0; AST Currently In Use: 0; AST Temp Closed: 0 | 2 | 0 | 2 | 23587-089-011856 | LACEY'S SPRING A&C INC.
43806 | Currently in Use |  | 1993-02-15 |  | Petroleum | Premium gasoline | Premium gasoline | Retail | Fiberglass reinforced plastic | Fiberglass reinforced plastic |  |  | Double Wall, Fiberglass reinforced plastic |  | 1901-01-01 |  | Catchment Basin, Single walled catchment basin | Flow Rest 90% Full | Flow Rest 90% Full |  |  | Continuous Automatic Tank Gauge |  | Automatic flow restrictor (MLLD), Containment Sump | Containment Sump |  |  | Annual line testing | Annual line testing |  | UST Currently In Use: 2; UST Temp Close: 0; AST Currently In Use: 0; AST Temp Closed: 0 | 2 | 0 | 2 | 23587-089-011856 | LACEY'S SPRING A&C INC.
43807 | Currently in Use |  | 1992-09-22 |  | Petroleum | Unleaded gasoline | Unleaded gasoline | Retail | Steel | Steel | Coated & cathodic protection (sti-P3), Interior lined (not allowed as a standalone method of corrosion protection) |  | Flexible |  |  |  | Catchment Basin, Single walled catchment basin | Automatic shutoff device At 95% full, Flow Rest 90% Full | Flow Rest 90% Full |  |  | Continuous Automatic Tank Gauge |  | Automatic shutoff device (AELLD) | Automatic shutoff device (AELLD) | [5 empty] | UST Currently In Use: 2; UST Temp Close: 1; AST Currently In Use: 0; AST Temp Closed: 0 | 2 | 1 | 0 | 15420-083-015777 | MAPCO EXPRESS, LLC
43808 | Currently in Use |  | 1992-09-22 |  | Petroleum | Premium gasoline | Premium gasoline | Retail | Steel | Steel | Coated & cathodic protection (sti-P3) |  | Flexible |  |  |  | Catchment Basin, Single walled catchment basin | Flow Rest 90% Full | Flow Rest 90% Full |  |  | Continuous Automatic Tank Gauge |  | Automatic shutoff device (AELLD) | Automatic shutoff device (AELLD) | [5 empty] | UST Currently In Use: 2; UST Temp Close: 1; AST Currently In Use: 0; AST Temp Closed: 0 | 2 | 1 | 0 | 15420-083-015777 | MAPCO EXPRESS, LLC
43809 | Temporary Closed | 2017-09-25 | 1992-09-22 |  | Petroleum | Kerosene | Kerosene | Retail | Steel | Steel | Coated & cathodic protection (sti-P3) |  | Steel |  |  | Galvanic Cathodic, FLEX CONNS | Catchment Basin, Single walled catchment basin | Automatic shutoff device At 95% full, Flow Rest 90% Full | Flow Rest 90% Full |  |  | Continuous Automatic Tank Gauge | [8 empty] | UST Currently In Use: 2; UST Temp Close: 1; AST Currently In Use: 0; AST Temp Closed: 0 | 2 | 1 | 0 | 15420-083-015777 | MAPCO EXPRESS, LLC
43810 | Permanently Closed | 2002-02-18 | 1992-01-16 | 2002-04-19 | Petroleum | Unleaded gasoline | Unleaded gasoline | Retail | Steel | Steel | Coated & cathodic protection (sti-P3) |  | Fiberglass reinforced plastic |  | 1901-01-01 | None | Catchment Basin, Single walled catchment basin | Audible high level alarm At 90% full | Audible high level alarm At 90% full |  |  | Automatic Tank Gauge | [5 empty] | Annual line testing | Annual line testing |  | UST Currently In Use: 0; UST Temp Close: 0; AST Currently In Use: 0; AST Temp Closed: 0 | 0 | 0 | 3 | 10037-069-015541 | A. W. HERNDON OIL COMPANY, INC.
43813 | Permanently Closed | 2002-02-18 | 1992-01-16 | 2002-04-19 | Petroleum | Unleaded gasoline | Unleaded gasoline | Retail | Steel | Steel | Coated & cathodic protection (sti-P3) |  | Fiberglass reinforced plastic |  | 1901-01-01 | None | Catchment Basin, Single walled catchment basin | Audible high level alarm At 90% full | Audible high level alarm At 90% full |  |  | Automatic Tank Gauge | [5 empty] | Annual line testing | Annual line testing |  | UST Currently In Use: 0; UST Temp Close: 0; AST Currently In Use: 0; AST Temp Closed: 0 | 0 | 0 | 3 | 10037-069-015541 | A. W. HERNDON OIL COMPANY, INC.
43816 | Permanently Closed | 2002-02-18 | 1992-01-16 | 2002-04-19 | Petroleum | Unleaded gasoline | Unleaded gasoline | Retail | Steel | Steel | Coated & cathodic protection (sti-P3) |  | Fiberglass reinforced plastic |  | 1901-01-01 | None | Catchment Basin, Single walled catchment basin | Audible high level alarm At 90% full | Audible high level alarm At 90% full |  |  | Automatic Tank Gauge | [5 empty] | Annual line testing | Annual line testing |  | UST Currently In Use: 0; UST Temp Close: 0; AST Currently In Use: 0; AST Temp Closed: 0 | 0 | 0 | 3 | 10037-069-015541 | A. W. HERNDON OIL COMPANY, INC.
43817 | Permanently Closed | 2000-10-03 | 1993-03-08 | 2011-02-18 | Petroleum | Unleaded gasoline | Unleaded gasoline | Retail | Steel | Steel | Coated & cathodic protection (sti-P3) |  | Fiberglass reinforced plastic |  | 1901-01-01 | Field installed cathodic protection | Catchment Basin, Single walled catchment basin | Automatic shutoff device At 95% full | Automatic shutoff device At 95% full |  |  | Manual Tank Gauging (only tanks 1000 gal. or less and 48” or 64” in diameter) | [8 empty] | UST Currently In Use: 0; UST Temp Close: 0; AST Currently In Use: 0; AST Temp Closed: 0 | 0 | 0 | 2 | 18031-059-018353 | BONNIE JONES
43818 | Permanently Closed | 2000-10-03 | 1993-03-08 | 2011-02-18 | Petroleum | Premium gasoline | Premium gasoline | Retail | Steel | Steel | Coated & cathodic protection (sti-P3) |  | Fiberglass reinforced plastic |  | 1901-01-01 | Field installed cathodic protection | Catchment Basin, Single walled catchment basin | Automatic shutoff device At 95% full | Automatic shutoff device At 95% full |  |  | Manual Tank Gauging (only tanks 1000 gal. or less and 48” or 64” in diameter) | [8 empty] | UST Currently In Use: 0; UST Temp Close: 0; AST Currently In Use: 0; AST Temp Closed: 0 | 0 | 0 | 2 | 18031-059-018353 | BONNIE JONES
43819 | Permanently Closed | 1997-08-22 | 1901-01-01 | 1997-08-27 | Petroleum | Unleaded gasoline | Unleaded gasoline | Retail | [6 empty] | 1901-01-01 | [6 empty] | Statistical Inventory Reconciliation (SIR) | [8 empty] | UST Currently In Use: 2; UST Temp Close: 0; AST Currently In Use: 0; AST Temp Closed: 0 | 2 | 0 | 3 | 25746-129-015776 | ALABAMA PETRO LLC
43820 | Permanently Closed | 1997-08-22 | 1901-01-01 | 1997-08-27 | Petroleum | Unleaded gasoline | Unleaded gasoline | Retail | [6 empty] | 1901-01-01 | [6 empty] | Statistical Inventory Reconciliation (SIR) | [8 empty] | UST Currently In Use: 2; UST Temp Close: 0; AST Currently In Use: 0; AST Temp Closed: 0 | 2 | 0 | 3 | 25746-129-015776 | ALABAMA PETRO LLC
43822 | Permanently Closed | 2016-01-01 | 1993-02-25 | 2016-02-25 | Petroleum | Unleaded gasoline | Unleaded gasoline | Retail | Single Wall, Steel | Steel | Coated & cathodic protection (sti-P3) |  | Fiberglass reinforced plastic, Single Wall |  |  |  | Catchment Basin, Single walled catchment basin | Automatic shutoff device At 95% full | Automatic shutoff device At 95% full |  |  | Automatic Tank Gauge | [5 empty] | Annual line testing | Annual line testing |  | UST Currently In Use: 0; UST Temp Close: 0; AST Currently In Use: 0; AST Temp Closed: 0 | 0 | 0 | 6 | 11453-003-001769 | DIAMOND GASOLINE STATIONS, INC.
43823 | Permanently Closed | 2016-01-01 | 1993-02-25 | 2016-02-25 | Petroleum | Mid-grade gasoline | Mid-grade gasoline | Retail | Single Wall, Steel | Steel | Coated & cathodic protection (sti-P3) |  | Fiberglass reinforced plastic, Single Wall |  |  |  | Catchment Basin, Single walled catchment basin | Automatic shutoff device At 95% full | Automatic shutoff device At 95% full |  |  | Automatic Tank Gauge | [5 empty] | Annual line testing | Annual line testing |  | UST Currently In Use: 0; UST Temp Close: 0; AST Currently In Use: 0; AST Temp Closed: 0 | 0 | 0 | 6 | 11453-003-001769 | DIAMOND GASOLINE STATIONS, INC.
43824 | Permanently Closed | 2016-01-01 | 1993-02-25 | 2016-02-25 | Petroleum | Premium gasoline | Premium gasoline | Retail | Single Wall, Steel | Steel | Coated & cathodic protection (sti-P3) |  | Fiberglass reinforced plastic, Single Wall |  |  |  | Catchment Basin, Single walled catchment basin | Automatic shutoff device At 95% full | Automatic shutoff device At 95% full |  |  | Automatic Tank Gauge | [5 empty] | Annual line testing | Annual line testing |  | UST Currently In Use: 0; UST Temp Close: 0; AST Currently In Use: 0; AST Temp Closed: 0 | 0 | 0 | 6 | 11453-003-001769 | DIAMOND GASOLINE STATIONS, INC.
43825 | Currently in Use |  | 1993-03-22 |  | Petroleum | Unleaded gasoline | Unleaded gasoline | Retail | Steel | Steel | Coated & cathodic protection (sti-P3) |  | Fiberglass reinforced plastic |  |  |  | Catchment Basin, Single walled catchment basin | Flow Rest 90% Full | Flow Rest 90% Full |  |  | Automatic Tank Gauge |  | Automatic flow restrictor (MLLD) | Automatic flow restrictor (MLLD) |  |  | Annual line testing | Annual line testing |  | UST Currently In Use: 3; UST Temp Close: 0; AST Currently In Use: 0; AST Temp Closed: 0 | 3 | 0 | 3 | 12031-129-004390 | MARTY L. WILLIAMS
43826 | Permanently Closed | 2016-10-24 | 1993-03-09 |  | Petroleum | Unleaded gasoline | Unleaded gasoline | Industrial | Double Wall, Fiberglass reinforced plastic | Fiberglass reinforced plastic |  |  | Double Wall, Fiberglass reinforced plastic |  | 1901-01-01 |  | Catchment Basin, Single walled catchment basin | Flow Rest 90% Full | Flow Rest 90% Full | Interstitial Monitoring within Secondary Containment | MANUAL/VISUAL CHECK | [9 empty] | UST Currently In Use: 0; UST Temp Close: 0; AST Currently In Use: 3; AST Temp Closed: 0 | 0 | 0 | 2 | 10146-063-010978 | ALABAMA POWER COMPANY
43827 | Temporary Closed | 1996-09-01 | 1993-04-19 |  | Petroleum | Unleaded gasoline | Unleaded gasoline | Retail | Fiberglass reinforced plastic | Fiberglass reinforced plastic |  |  | Fiberglass reinforced plastic |  | 1901-01-01 |  | Catchment Basin, Single walled catchment basin | Flow Rest 90% Full | Flow Rest 90% Full | Interstitial Monitoring within Secondary Containment | [10 empty] | UST Currently In Use: 0; UST Temp Close: 1; AST Currently In Use: 0; AST Temp Closed: 0 | 0 | 1 | 0 | 17948-051-015726 | DAN CARDEN
43828 | Temporary Closed | 2006-01-01 | 1990-01-12 |  | Petroleum | Unleaded gasoline | Unleaded gasoline | Industrial | Fiberglass reinforced plastic, Single Wall | Single Wall |  |  | Fiberglass reinforced plastic, Single Wall |  | 1901-01-01 |  | Catchment Basin, Single walled catchment basin | Flow Rest 90% Full | Flow Rest 90% Full |  |  | Automatic Tank Gauge |  | Automatic flow restrictor (MLLD) | Automatic flow restrictor (MLLD) |  | MANUAL/VISUAL CHECK | Annual line testing | Annual line testing |  | UST Currently In Use: 0; UST Temp Close: 1; AST Currently In Use: 0; AST Temp Closed: 0 | 0 | 1 | 0 | 19108-127-015727 | BEARDEN OIL COMPANY
43829 | Permanently Closed | 1994-08-30 | 1988-02-19 | 1994-08-30 | Petroleum | On road diesel | On road diesel | Emergency power generator | Fiberglass coated steel | Fiberglass coated steel |  |  | Steel |  | 1901-01-01 | None | Catchment Basin, Single walled catchment basin | [13 empty] | UST Currently In Use: 0; UST Temp Close: 0; AST Currently In Use: 0; AST Temp Closed: 0 | 0 | 0 | 1 | 14462-073-016003 | BELLSOUTH TELECOMM. DBA AT&T ALA.
43830 | Permanently Closed | 1994-09-01 | 1988-10-01 | 1994-09-01 | Petroleum | On road diesel | On road diesel | Emergency power generator | Steel | Steel | Coated & cathodic protection (sti-P3) |  | Steel |  | 1901-01-01 | None | Catchment Basin, Single walled catchment basin | [13 empty] | UST Currently In Use: 0; UST Temp Close: 0; AST Currently In Use: 0; AST Temp Closed: 0 | 0 | 0 | 1 | 14462-073-015777 | BELLSOUTH TELECOMM. DBA AT&T ALA.
43831 | Permanently Closed | 1998-10-27 | 1991-06-20 | 1998-10-27 | Petroleum | Unleaded gasoline | Unleaded gasoline | Industrial | Steel | Steel | Coated & cathodic protection (sti-P3) |  | Fiberglass reinforced plastic |  | 1901-01-01 | None | Catchment Basin, Single walled catchment basin | Automatic shutoff device At 95% full | Automatic shutoff device At 95% full | [11 empty] | UST Currently In Use: 0; UST Temp Close: 0; AST Currently In Use: 0; AST Temp Closed: 0 | 0 | 0 | 1 | 17949-093-015728 | HMH SUPPLY CO
43832 | Currently in Use |  | 1992-10-30 |  | Petroleum | Unleaded gasoline | Unleaded gasoline | Retail | Steel | Steel | Coated & cathodic protection (sti-P3) |  | Flexible |  |  | Other, FLXS ISOLA | Catchment Basin, Single walled catchment basin | Flow Rest 90% Full | Flow Rest 90% Full |  |  | Automatic Tank Gauge |  | Automatic flow restrictor (MLLD), Containment Sump | Containment Sump | Interstitial Monitoring within Secondary Containment |  | Annual line testing | Annual line testing |  | UST Currently In Use: 3; UST Temp Close: 0; AST Currently In Use: 0; AST Temp Closed: 0 | 3 | 0 | 0 | 14681-047-015729 | STERLING OIL COMPANY, INC.
43833 | Currently in Use |  | 1992-10-30 |  | Petroleum | Mid-grade gasoline | Mid-grade gasoline | Retail | Steel | Steel | Coated & cathodic protection (sti-P3) |  | Flexible |  |  | Other, FLXS ISOLA | Catchment Basin, Single walled catchment basin | Flow Rest 90% Full | Flow Rest 90% Full |  |  | Automatic Tank Gauge |  | Automatic flow restrictor (MLLD), Containment Sump | Containment Sump | Interstitial Monitoring within Secondary Containment |  | Annual line testing | Annual line testing |  | UST Currently In Use: 3; UST Temp Close: 0; AST Currently In Use: 0; AST Temp Closed: 0 | 3 | 0 | 0 | 14681-047-015729 | STERLING OIL COMPANY, INC.
43834 | Currently in Use |  | 1992-10-30 |  | Petroleum | Unleaded gasoline | Unleaded gasoline | Retail | Steel | Steel | Coated & cathodic protection (sti-P3) |  | Flexible |  |  | Other, FLXS ISOLA | Catchment Basin, Single walled catchment basin | Flow Rest 90% Full | Flow Rest 90% Full |  |  | Automatic Tank Gauge |  | Automatic flow restrictor (MLLD), Containment Sump | Containment Sump | Interstitial Monitoring within Secondary Containment |  | Annual line testing | Annual line testing |  | UST Currently In Use: 3; UST Temp Close: 0; AST Currently In Use: 0; AST Temp Closed: 0 | 3 | 0 | 0 | 14681-047-015729 | STERLING OIL COMPANY, INC.
43835 | Permanently Closed | 1994-04-12 | 1991-02-01 | 1994-04-12 | Petroleum | Unleaded gasoline | Unleaded gasoline | Bulk facility | Fiberglass reinforced plastic | Fiberglass reinforced plastic |  |  | Steel |  | 1901-01-01 | Other, FRP | Catchment Basin, Single walled catchment basin | Audible high level alarm At 90% full | Audible high level alarm At 90% full | Interstitial Monitoring within Secondary Containment |  | Automatic Tank Gauge | [8 empty] | UST Currently In Use: 0; UST Temp Close: 0; AST Currently In Use: 0; AST Temp Closed: 0 | 0 | 0 | 2 | 14462-089-013332 | BELLSOUTH TELECOMM. DBA AT&T ALA.
43836 | Permanently Closed | 2019-05-01 | 1992-08-30 |  | Petroleum | Premium gasoline | Premium gasoline | Bulk facility | Fiberglass reinforced plastic | Fiberglass reinforced plastic |  |  | Fiberglass reinforced plastic |  | 1901-01-01 |  | Catchment Basin, Single walled catchment basin | Audible high level alarm At 90% full, Flow Rest 90% Full | Flow Rest 90% Full |  |  | Automatic Tank Gauge | [8 empty] | UST Currently In Use: 0; UST Temp Close: 0; AST Currently In Use: 2; AST Temp Closed: 0 | 0 | 0 | 6 | 11275-039-007467 | COVINGTON ELECTRIC COOPERATIVE, INC.
43837 | Permanently Closed | 2019-05-01 | 1992-08-30 |  | Petroleum | On road diesel | On road diesel | Bulk facility | Fiberglass reinforced plastic | Fiberglass reinforced plastic |  |  | Fiberglass reinforced plastic |  | 1901-01-01 |  | Catchment Basin, Single walled catchment basin | Audible high level alarm At 90% full, Flow Rest 90% Full | Flow Rest 90% Full |  |  | Automatic Tank Gauge | [8 empty] | UST Currently In Use: 0; UST Temp Close: 0; AST Currently In Use: 2; AST Temp Closed: 0 | 0 | 0 | 6 | 11275-039-007467 | COVINGTON ELECTRIC COOPERATIVE, INC.
43838 | Currently in Use |  | 1993-03-25 |  | Petroleum | Unleaded gasoline | Unleaded gasoline | Retail | Steel | Steel | Coated & cathodic protection (sti-P3) |  | Fiberglass reinforced plastic |  | 1901-01-01 |  | Catchment Basin, Single walled catchment basin | Flow Rest 90% Full | Flow Rest 90% Full |  |  | Statistical Inventory Reconciliation (SIR) | [8 empty] | UST Currently In Use: 2; UST Temp Close: 0; AST Currently In Use: 0; AST Temp Closed: 0 | 2 | 0 | 0 | 22739-125-015730 | SHERRY PHILLIPS
43840 | Currently in Use |  | 1993-03-25 |  | Petroleum | Unleaded gasoline | Unleaded gasoline | Retail | Steel | Steel | Coated & cathodic protection (sti-P3) |  | Fiberglass reinforced plastic |  | 1901-01-01 |  | Catchment Basin, Single walled catchment basin | Flow Rest 90% Full | Flow Rest 90% Full |  |  | Statistical Inventory Reconciliation (SIR) | [8 empty] | UST Currently In Use: 2; UST Temp Close: 0; AST Currently In Use: 0; AST Temp Closed: 0 | 2 | 0 | 0 | 22739-125-015730 | SHERRY PHILLIPS
43842 | Cannot Locate or abandoned | 2005-08-31 | 1992-10-25 |  | Petroleum | Unleaded gasoline | Unleaded gasoline | Retail | Fiberglass reinforced plastic | Fiberglass reinforced plastic |  |  | Fiberglass reinforced plastic |  | 1901-01-01 | None | Catchment Basin, Single walled catchment basin | Flow Rest 90% Full | Flow Rest 90% Full | Interstitial Monitoring within Secondary Containment | [10 empty] | UST Currently In Use: 0; UST Temp Close: 0; AST Currently In Use: 0; AST Temp Closed: 0 | 0 | 0 | 1 | 17927-051-003384 | RILEY MARK
43843 | Permanently Closed | 2013-09-20 | 1993-03-05 | 2013-10-31 | Petroleum | Unleaded gasoline | Unleaded gasoline | Industrial | Steel | Steel | Coated & cathodic protection (sti-P3) |  | Fiberglass reinforced plastic |  |  |  | Catchment Basin, Single walled catchment basin | Automatic shutoff device At 95% full | Automatic shutoff device At 95% full |  |  | Continuous Automatic Tank Gauge | [8 empty] | UST Currently In Use: 0; UST Temp Close: 0; AST Currently In Use: 0; AST Temp Closed: 0 | 0 | 0 | 2 | 10125-015-003308 | SPIRE ALABAMA INC.
43844 | Currently in Use |  | 1992-11-11 |  | Petroleum | Premium gasoline | Premium gasoline | Retail | Fiberglass reinforced plastic, Single Wall | Single Wall |  |  | Fiberglass reinforced plastic, Single Wall |  | 1901-01-01 | None | Catchment Basin, Single walled catchment basin | Flow Rest 90% Full | Flow Rest 90% Full |  |  | Continuous Automatic Tank Gauge |  | Automatic shutoff device (AELLD) | Automatic shutoff device (AELLD) | [5 empty] | UST Currently In Use: 3; UST Temp Close: 0; AST Currently In Use: 0; AST Temp Closed: 0 | 3 | 0 | 0 | 25265-073-015844 | LGWS/CROSS AMERICA PARTNERS
43845 | Currently in Use |  | 1992-11-11 |  | Petroleum | Unleaded gasoline | Unleaded gasoline | Retail | Fiberglass reinforced plastic, Single Wall, 8K/8K | Single Wall |  |  | Fiberglass reinforced plastic, Single Wall |  | 1901-01-01 | None | Catchment Basin, Single walled catchment basin | Flow Rest 90% Full | Flow Rest 90% Full |  |  | Continuous Automatic Tank Gauge |  | Automatic shutoff device (AELLD) | Automatic shutoff device (AELLD) | [5 empty] | UST Currently In Use: 3; UST Temp Close: 0; AST Currently In Use: 0; AST Temp Closed: 0 | 3 | 0 | 0 | 25265-073-015844 | LGWS/CROSS AMERICA PARTNERS
43847 | Currently in Use |  | 1992-11-11 |  | Petroleum | On road diesel | On road diesel | Retail | Fiberglass reinforced plastic, Single Wall | Single Wall |  |  | Fiberglass reinforced plastic, Single Wall |  | 1901-01-01 | None | Catchment Basin, Single walled catchment basin | Flow Rest 90% Full | Flow Rest 90% Full |  |  | Continuous Automatic Tank Gauge |  | Automatic shutoff device (AELLD) | Automatic shutoff device (AELLD) | [5 empty] | UST Currently In Use: 3; UST Temp Close: 0; AST Currently In Use: 0; AST Temp Closed: 0 | 3 | 0 | 0 | 25265-073-015844 | LGWS/CROSS AMERICA PARTNERS
43848 | Currently in Use |  | 1993-03-01 |  | Petroleum | On road diesel | On road diesel | Industrial | Double Wall, Fiberglass reinforced plastic | Fiberglass reinforced plastic |  |  | Double Wall, Fiberglass reinforced plastic |  |  |  | Catchment Basin, Single walled catchment basin | Automatic shutoff device At 95% full, Flow Rest 90% Full | Flow Rest 90% Full | Interstitial Monitoring within Secondary Containment | SENSOR TO ATG |  | Single walled submersible pump containment sump | Automatic flow restrictor (MLLD), Containment Sump | Containment Sump |  |  | Annual line testing | Annual line testing |  | UST Currently In Use: 1; UST Temp Close: 0; AST Currently In Use: 0; AST Temp Closed: 0 | 1 | 0 | 0 | 25988-103-015779 | CARRY TRANSIT
43849 | Currently in Use |  | 1993-03-31 |  | Petroleum | Unleaded gasoline | Unleaded gasoline | Retail | Fiberglass reinforced plastic, Single Wall | Single Wall |  |  | Double Wall, Flexible |  | 2014-01-16 |  | Catchment Basin, Single walled catchment basin | Automatic shutoff device At 95% full, Flow Rest 90% Full | Flow Rest 90% Full |  |  | Continuous Automatic Tank Gauge | Single walled submersible pump containment sump | Automatic flow restrictor (MLLD), Containment Sump | Containment Sump | Interstitial Monitoring within Secondary Containment | SENSOR TO ATG | Continuous alarm system, Other, INTMON REQ | Other |  | UST Currently In Use: 2; UST Temp Close: 0; AST Currently In Use: 0; AST Temp Closed: 0 | 2 | 0 | 4 | 11661-079-002561 | EDWARDS OIL COMPANY
43850 | Permanently Closed | 2013-12-23 | 1993-03-31 | 2013-12-23 | Petroleum | Premium gasoline | Premium gasoline | Retail | Double Wall, Fiberglass reinforced plastic | Fiberglass reinforced plastic |  |  | Double Wall, Flexible |  | 1901-01-01 |  | Catchment Basin, Single walled catchment basin | Automatic shutoff device At 95% full, Flow Rest 90% Full | Flow Rest 90% Full | Interstitial Monitoring within Secondary Containment | SENSOR TO ATG | Continuous Automatic Tank Gauge |  | Containment Sump | Containment Sump | Interstitial Monitoring within Secondary Containment |  |  |  |  | UST Currently In Use: 2; UST Temp Close: 0; AST Currently In Use: 0; AST Temp Closed: 0 | 2 | 0 | 4 | 11661-079-002561 | EDWARDS OIL COMPANY
43851 | Currently in Use |  | 1993-03-01 |  | Petroleum | Unleaded gasoline | Unleaded gasoline | Retail | Steel | Steel | Coated & cathodic protection (sti-P3) |  | Fiberglass reinforced plastic |  |  | Other, FLXS ISOLA | Catchment Basin, Single walled catchment basin | Automatic shutoff device At 95% full | Automatic shutoff device At 95% full |  |  | Continuous Automatic Tank Gauge |  | Automatic shutoff device (AELLD) | Automatic shutoff device (AELLD) | [5 empty] | UST Currently In Use: 4; UST Temp Close: 0; AST Currently In Use: 0; AST Temp Closed: 0 | 4 | 0 | 0 | 15420-089-015784 | MAPCO EXPRESS, LLC
43852 | Currently in Use |  | 1993-03-01 |  | Petroleum | Premium gasoline | Premium gasoline | Retail | Steel | Steel | Coated & cathodic protection (sti-P3) |  | Fiberglass reinforced plastic |  |  | Other, FLXS ISOLA | Catchment Basin, Single walled catchment basin | Automatic shutoff device At 95% full | Automatic shutoff device At 95% full |  |  | Continuous Automatic Tank Gauge |  | Automatic shutoff device (AELLD) | Automatic shutoff device (AELLD) | [5 empty] | UST Currently In Use: 4; UST Temp Close: 0; AST Currently In Use: 0; AST Temp Closed: 0 | 4 | 0 | 0 | 15420-089-015784 | MAPCO EXPRESS, LLC
43853 | Currently in Use |  | 1993-03-01 |  | Petroleum | On road diesel | On road diesel | Retail | Steel | Steel | Coated & cathodic protection (sti-P3) |  | Fiberglass reinforced plastic |  |  | Other, FLXS ISOLA | Catchment Basin, Single walled catchment basin | Flow Rest 90% Full | Flow Rest 90% Full |  |  | Continuous Automatic Tank Gauge |  | Automatic shutoff device (AELLD) | Automatic shutoff device (AELLD) | [5 empty] | UST Currently In Use: 4; UST Temp Close: 0; AST Currently In Use: 0; AST Temp Closed: 0 | 4 | 0 | 0 | 15420-089-015784 | MAPCO EXPRESS, LLC
43854 | Currently in Use |  | 1993-03-01 |  | Petroleum | On road diesel | On road diesel | Retail | Steel | Steel | Coated & cathodic protection (sti-P3) |  | Fiberglass reinforced plastic, FLXS ISOLA |  |  |  | Catchment Basin, Single walled catchment basin | Automatic shutoff device At 95% full | Automatic shutoff device At 95% full |  |  | Continuous Automatic Tank Gauge | [8 empty] | UST Currently In Use: 4; UST Temp Close: 0; AST Currently In Use: 0; AST Temp Closed: 0 | 4 | 0 | 0 | 15420-089-015784 | MAPCO EXPRESS, LLC
43855 | Permanently Closed | 1997-09-19 | 1992-11-19 | 1997-09-19 | Petroleum | Unleaded gasoline | Unleaded gasoline | Retail | Steel | Steel | Coated & cathodic protection (sti-P3) |  | Steel |  | 1901-01-01 | None | Catchment Basin, Single walled catchment basin | Flow Rest 90% Full | Flow Rest 90% Full | [8 empty] | Annual line testing | Annual line testing |  | UST Currently In Use: 0; UST Temp Close: 0; AST Currently In Use: 0; AST Temp Closed: 0 | 0 | 0 | 7 | 20132-089-003917 | JAMES CRUMRINE
43856 | Currently in Use |  | 1993-03-01 |  | Petroleum | Unleaded gasoline | Unleaded gasoline | Retail | Single Wall, Steel | Steel | Coated & cathodic protection (sti-P3) |  | Double Wall, Fiberglass reinforced plastic |  | 1901-01-01 |  | Catchment Basin, Single walled catchment basin | Flow Rest 90% Full | Flow Rest 90% Full |  |  | Automatic Tank Gauge |  | Automatic flow restrictor (MLLD) | Automatic flow restrictor (MLLD) |  |  | Annual line testing | Annual line testing |  | UST Currently In Use: 5; UST Temp Close: 0; AST Currently In Use: 0; AST Temp Closed: 0 | 5 | 0 | 0 | 25611-089-015780 | JAY YOGA INC
43857 | Currently in Use |  | 1993-03-01 |  | Petroleum | Unleaded gasoline | Unleaded gasoline | Retail | Single Wall, Steel | Steel | Coated & cathodic protection (sti-P3) |  | Double Wall, Fiberglass reinforced plastic |  | 1901-01-01 |  | Catchment Basin, Single walled catchment basin | Flow Rest 90% Full | Flow Rest 90% Full |  |  | Automatic Tank Gauge |  | Automatic flow restrictor (MLLD) | Automatic flow restrictor (MLLD) |  |  | Annual line testing | Annual line testing |  | UST Currently In Use: 5; UST Temp Close: 0; AST Currently In Use: 0; AST Temp Closed: 0 | 5 | 0 | 0 | 25611-089-015780 | JAY YOGA INC
43858 | Currently in Use |  | 1993-03-01 |  | Petroleum | Premium gasoline | Premium gasoline | Retail | Single Wall, Steel | Steel | Coated & cathodic protection (sti-P3) |  | Double Wall, Fiberglass reinforced plastic |  | 1901-01-01 |  | Catchment Basin, Single walled catchment basin | Flow Rest 90% Full | Flow Rest 90% Full |  |  | Automatic Tank Gauge |  | Automatic flow restrictor (MLLD) | Automatic flow restrictor (MLLD) | [5 empty] | UST Currently In Use: 5; UST Temp Close: 0; AST Currently In Use: 0; AST Temp Closed: 0 | 5 | 0 | 0 | 25611-089-015780 | JAY YOGA INC
43859 | Currently in Use |  | 1993-03-01 |  | Petroleum | On road diesel | On road diesel | Retail | Single Wall, Steel | Steel | Coated & cathodic protection (sti-P3) |  | Double Wall, Fiberglass reinforced plastic |  | 1901-01-01 |  | Catchment Basin, Single walled catchment basin | Automatic shutoff device At 95% full, Flow Rest 90% Full | Flow Rest 90% Full |  |  | Automatic Tank Gauge |  | Automatic flow restrictor (MLLD) | Automatic flow restrictor (MLLD) |  |  | Annual line testing | Annual line testing |  | UST Currently In Use: 5; UST Temp Close: 0; AST Currently In Use: 0; AST Temp Closed: 0 | 5 | 0 | 0 | 25611-089-015780 | JAY YOGA INC
43860 | Currently in Use |  | 1993-03-01 |  | Petroleum | On road diesel | On road diesel | Retail | Single Wall, Steel | Steel | Coated & cathodic protection (sti-P3) |  | Double Wall, Fiberglass reinforced plastic |  | 1901-01-01 |  | Catchment Basin, Single walled catchment basin | Automatic shutoff device At 95% full, Flow Rest 90% Full | Flow Rest 90% Full |  |  | Statistical Inventory Reconciliation (SIR) | [8 empty] | UST Currently In Use: 5; UST Temp Close: 0; AST Currently In Use: 0; AST Temp Closed: 0 | 5 | 0 | 0 | 25611-089-015780 | JAY YOGA INC
43862 | Currently in Use |  | 1993-04-09 |  | Petroleum | On road diesel | On road diesel | Industrial | Double Wall, Fiberglass reinforced plastic | Fiberglass reinforced plastic |  |  | Fiberglass reinforced plastic, Single Wall |  | 1901-01-01 |  | Catchment Basin, Single walled catchment basin | Automatic shutoff device At 95% full | Automatic shutoff device At 95% full | Interstitial Monitoring within Secondary Containment | SENSOR TO ATG | [9 empty] | UST Currently In Use: 1; UST Temp Close: 0; AST Currently In Use: 0; AST Temp Closed: 0 | 1 | 0 | 2 | 20476-073-000719 | GYPSUM MANAGEMENT & SUPPLY, INC
43863 | Permanently Closed | 1993-06-07 | 1983-01-01 | 1993-06-07 | Petroleum | Unleaded gasoline | Unleaded gasoline | Bulk facility | Steel | Steel |  |  | Steel |  | 1901-01-01 | None | Catchment Basin, Single walled catchment basin |  |  |  |  | Statistical Inventory Reconciliation (SIR) | [8 empty] | UST Currently In Use: 0; UST Temp Close: 0; AST Currently In Use: 0; AST Temp Closed: 0 | 0 | 0 | 1 | 17992-117-015845 | CITY OF CALERA
43864 | Currently in Use |  | 1992-07-28 |  | Petroleum | Unleaded gasoline | Unleaded gasoline | Retail | Steel | Steel | Coated & cathodic protection (sti-P3) |  | Fiberglass reinforced plastic |  |  |  | Catchment Basin, Single walled catchment basin | Automatic shutoff device At 95% full, Flow Rest 90% Full | Flow Rest 90% Full |  |  | Continuous Automatic Tank Gauge |  | Automatic flow restrictor (MLLD) | Automatic flow restrictor (MLLD) | [5 empty] | UST Currently In Use: 3; UST Temp Close: 0; AST Currently In Use: 0; AST Temp Closed: 0 | 3 | 0 | 0 | 11101-097-015778 | CLARK OIL COMPANY, INC.
43865 | Currently in Use |  | 1992-07-28 |  | Petroleum | Mid-grade gasoline | Mid-grade gasoline | Retail | Steel | Steel | Coated & cathodic protection (sti-P3) |  | Fiberglass reinforced plastic |  |  |  | Catchment Basin, Single walled catchment basin | Automatic shutoff device At 95% full, Flow Rest 90% Full | Flow Rest 90% Full |  |  | Continuous Automatic Tank Gauge |  | Automatic flow restrictor (MLLD) | Automatic flow restrictor (MLLD) | [5 empty] | UST Currently In Use: 3; UST Temp Close: 0; AST Currently In Use: 0; AST Temp Closed: 0 | 3 | 0 | 0 | 11101-097-015778 | CLARK OIL COMPANY, INC.
43866 | Currently in Use |  | 1992-07-28 |  | Petroleum | Premium gasoline | Premium gasoline | Retail | Steel | Steel | Coated & cathodic protection (sti-P3) |  | Fiberglass reinforced plastic |  |  |  | Catchment Basin, Single walled catchment basin | Automatic shutoff device At 95% full, Flow Rest 90% Full | Flow Rest 90% Full |  |  | Continuous Automatic Tank Gauge |  | Automatic flow restrictor (MLLD) | Automatic flow restrictor (MLLD) | [5 empty] | UST Currently In Use: 3; UST Temp Close: 0; AST Currently In Use: 0; AST Temp Closed: 0 | 3 | 0 | 0 | 11101-097-015778 | CLARK OIL COMPANY, INC.
43867 | Permanently Closed | 1998-10-01 | 1901-01-01 | 1999-08-24 | Petroleum | On road diesel | On road diesel | Bulk facility | Fiberglass reinforced plastic | Fiberglass reinforced plastic |  |  | Steel |  | 1901-01-01 | [6 empty] | Manual Tank Gauging (only tanks 1000 gal. or less and 48” or 64” in diameter) | [8 empty] | UST Currently In Use: 0; UST Temp Close: 0; AST Currently In Use: 0; AST Temp Closed: 0 | 0 | 0 | 2 | 18036-097-015779 | AVONDALE CONTAINERS MOBILE DIVISION
43868 | Permanently Closed | 1998-10-01 | 1901-01-01 | 1999-08-24 | Petroleum | On road diesel | On road diesel | Bulk facility | Fiberglass reinforced plastic | Fiberglass reinforced plastic |  |  | Steel |  | 1901-01-01 | [6 empty] | Manual Tank Gauging (only tanks 1000 gal. or less and 48” or 64” in diameter) | [8 empty] | UST Currently In Use: 0; UST Temp Close: 0; AST Currently In Use: 0; AST Temp Closed: 0 | 0 | 0 | 2 | 18036-097-015779 | AVONDALE CONTAINERS MOBILE DIVISION
43869 | Permanently Closed | 2018-05-30 | 1993-04-23 | 2018-05-30 | Petroleum | On road diesel | On road diesel | Bulk facility | Fiberglass reinforced plastic | Fiberglass reinforced plastic |  |  | Flexible |  | 1901-01-01 |  | Catchment Basin, Single walled catchment basin | Audible high level alarm At 90% full, Automatic shutoff device At 95% full, Flow Rest 90% Full | Flow Rest 90% Full | Interstitial Monitoring within Secondary Containment |  | Automatic Tank Gauge |  | Containment Sump, Sump sensor relayed to automatically shut off submersible pump | Sump sensor relayed to automatically shut off submersible pump | Interstitial Monitoring within Secondary Containment | SENSOR TO ATG | Annual line testing, Continuous alarm system | Continuous alarm system |  | UST Currently In Use: 0; UST Temp Close: 0; AST Currently In Use: 0; AST Temp Closed: 0 | 0 | 0 | 3 | 12154-073-011250 | GREYHOUND LINES INC ENVIRO DEPT
43870 | Currently in Use |  | 1992-04-01 |  | Petroleum | On road diesel | On road diesel | Retail | Steel | Steel | Coated & cathodic protection (sti-P3) |  | Fiberglass reinforced plastic |  |  | Other, FLXS ISOLA | Catchment Basin, Single walled catchment basin | Audible high level alarm At 90% full, Flow Rest 90% Full | Flow Rest 90% Full |  |  | Continuous Automatic Tank Gauge |  | Automatic flow restrictor (MLLD), Containment Sump | Containment Sump |  | SENSOR TO ATG | Annual line testing | Annual line testing |  | UST Currently In Use: 4; UST Temp Close: 0; AST Currently In Use: 0; AST Temp Closed: 0 | 4 | 0 | 0 | 25377-051-015731 | KHODIYAR KRUPA LLC
43871 | Currently in Use |  | 1992-04-01 |  | Petroleum | Premium gasoline | Premium gasoline | Retail | Steel | Steel | Coated & cathodic protection (sti-P3) |  | Fiberglass reinforced plastic |  |  | Other, FLXS ISOLA | Catchment Basin, Single walled catchment basin | Audible high level alarm At 90% full, Flow Rest 90% Full | Flow Rest 90% Full |  |  | Continuous Automatic Tank Gauge |  | Automatic flow restrictor (MLLD), Containment Sump | Containment Sump |  | SENSOR TO ATG | Annual line testing | Annual line testing |  | UST Currently In Use: 4; UST Temp Close: 0; AST Currently In Use: 0; AST Temp Closed: 0 | 4 | 0 | 0 | 25377-051-015731 | KHODIYAR KRUPA LLC
43872 | Currently in Use |  | 1992-04-01 |  | Petroleum | Mid-grade gasoline | Mid-grade gasoline | Retail | Steel | Steel | Coated & cathodic protection (sti-P3) |  | Fiberglass reinforced plastic |  |  | Other, FLXS ISOLA | Catchment Basin, Single walled catchment basin | Audible high level alarm At 90% full, Flow Rest 90% Full | Flow Rest 90% Full |  |  | Continuous Automatic Tank Gauge |  | Automatic flow restrictor (MLLD), Containment Sump | Containment Sump |  | SENSOR TO ATG | Annual line testing | Annual line testing |  | UST Currently In Use: 4; UST Temp Close: 0; AST Currently In Use: 0; AST Temp Closed: 0 | 4 | 0 | 0 | 25377-051-015731 | KHODIYAR KRUPA LLC
43873 | Currently in Use |  | 1992-04-01 |  | Petroleum | Unleaded gasoline | Unleaded gasoline | Retail | Steel | Steel | Coated & cathodic protection (sti-P3) |  | Fiberglass reinforced plastic |  |  | Other, FLXS ISOLA | Catchment Basin, Single walled catchment basin | Audible high level alarm At 90% full, Flow Rest 90% Full | Flow Rest 90% Full |  |  | Continuous Automatic Tank Gauge |  | Automatic flow restrictor (MLLD), Containment Sump | Containment Sump |  | SENSOR TO ATG | Annual line testing | Annual line testing |  | UST Currently In Use: 4; UST Temp Close: 0; AST Currently In Use: 0; AST Temp Closed: 0 | 4 | 0 | 0 | 25377-051-015731 | KHODIYAR KRUPA LLC
43874 | Currently in Use |  | 1993-04-01 |  | Petroleum | Unleaded gasoline | Unleaded gasoline | Retail | Single Wall, Steel | Steel | Coated & cathodic protection (sti-P3) |  | Double Wall, Fiberglass reinforced plastic |  |  |  | Catchment Basin, Single walled catchment basin | Flow Rest 90% Full | Flow Rest 90% Full |  |  | Continuous Automatic Tank Gauge, Statistical Inventory Reconciliation (SIR) | Single walled submersible pump containment sump | Automatic flow restrictor (MLLD), Containment Sump | Containment Sump |  |  | Annual line testing | Annual line testing |  | UST Currently In Use: 3; UST Temp Close: 0; AST Currently In Use: 0; AST Temp Closed: 0 | 3 | 0 | 3 | 13284-095-001530 | H.L. MARTIN DISTRIBUTING CO.
43875 | Currently in Use |  | 1993-04-01 |  | Petroleum | Premium gasoline | Premium gasoline | Retail | Single Wall, Steel | Steel | Coated & cathodic protection (sti-P3) |  | Double Wall, Fiberglass reinforced plastic |  |  |  | Catchment Basin, Single walled catchment basin | Flow Rest 90% Full | Flow Rest 90% Full |  |  | Continuous Automatic Tank Gauge, Statistical Inventory Reconciliation (SIR) | Single walled submersible pump containment sump | Automatic flow restrictor (MLLD), Containment Sump | Containment Sump |  |  | Annual line testing | Annual line testing |  | UST Currently In Use: 3; UST Temp Close: 0; AST Currently In Use: 0; AST Temp Closed: 0 | 3 | 0 | 3 | 13284-095-001530 | H.L. MARTIN DISTRIBUTING CO.
43876 | Currently in Use |  | 1993-04-01 |  | Petroleum | On road diesel | On road diesel | Retail | Single Wall, Steel | Steel | Coated & cathodic protection (sti-P3) |  | Double Wall, Fiberglass reinforced plastic |  |  |  | Catchment Basin, Single walled catchment basin | Flow Rest 90% Full | Flow Rest 90% Full |  |  | Continuous Automatic Tank Gauge, Statistical Inventory Reconciliation (SIR) | Single walled submersible pump containment sump | Automatic flow restrictor (MLLD), Containment Sump | Containment Sump |  |  | Annual line testing | Annual line testing |  | UST Currently In Use: 3; UST Temp Close: 0; AST Currently In Use: 0; AST Temp Closed: 0 | 3 | 0 | 3 | 13284-095-001530 | H.L. MARTIN DISTRIBUTING CO.
43877 | Permanently Closed | 1994-07-28 | 1982-01-01 | 1994-07-28 | Petroleum | On road diesel | On road diesel | Industrial | Steel | Steel |  |  | Steel |  | 1901-01-01 |  | Catchment Basin, Single walled catchment basin | Flow Rest 90% Full | Flow Rest 90% Full |  |  | Statistical Inventory Reconciliation (SIR) | [8 empty] | UST Currently In Use: 1; UST Temp Close: 0; AST Currently In Use: 0; AST Temp Closed: 0 | 1 | 0 | 5 | 18037-097-015780 | ALLIED WASTE SERVICES
43878 | Permanently Closed | 1994-07-28 | 1982-01-01 | 1994-07-28 | Petroleum | On road diesel | On road diesel | Industrial | Steel | Steel |  |  | Steel |  | 1901-01-01 |  | Catchment Basin, Single walled catchment basin | Flow Rest 90% Full | Flow Rest 90% Full |  |  | Statistical Inventory Reconciliation (SIR) | [8 empty] | UST Currently In Use: 1; UST Temp Close: 0; AST Currently In Use: 0; AST Temp Closed: 0 | 1 | 0 | 5 | 18037-097-015780 | ALLIED WASTE SERVICES
43879 | Permanently Closed | 1994-04-14 | 1982-01-01 | 1994-04-14 | Petroleum | Used oil | Used oil | Industrial | Steel | Steel |  |  | Steel |  | 1901-01-01 |  | Catchment Basin, Single walled catchment basin |  |  |  |  | Statistical Inventory Reconciliation (SIR) | [8 empty] | UST Currently In Use: 1; UST Temp Close: 0; AST Currently In Use: 0; AST Temp Closed: 0 | 1 | 0 | 5 | 18037-097-015780 | ALLIED WASTE SERVICES
43880 | Permanently Closed | 1994-04-14 | 1982-01-01 | 1994-04-14 | Petroleum | Used oil | Used oil | Industrial | Steel | Steel |  |  | Steel |  | 1901-01-01 |  | Catchment Basin, Single walled catchment basin |  |  |  |  | Statistical Inventory Reconciliation (SIR) | [8 empty] | UST Currently In Use: 1; UST Temp Close: 0; AST Currently In Use: 0; AST Temp Closed: 0 | 1 | 0 | 5 | 18037-097-015780 | ALLIED WASTE SERVICES
43881 | Permanently Closed | 1994-04-14 | 1982-01-01 | 1994-04-14 | Petroleum | Used oil | Used oil | Industrial | Steel | Steel |  |  | Steel |  | 1901-01-01 |  | Catchment Basin, Single walled catchment basin |  |  |  |  | Statistical Inventory Reconciliation (SIR) | [8 empty] | UST Currently In Use: 1; UST Temp Close: 0; AST Currently In Use: 0; AST Temp Closed: 0 | 1 | 0 | 5 | 18037-097-015780 | ALLIED WASTE SERVICES
43882 | Permanently Closed | 1993-06-25 | 1901-01-01 | 1993-06-25 | Petroleum | Unleaded gasoline | Unleaded gasoline | Bulk facility | Steel | Steel |  |  | Steel |  | 1901-01-01 | [15 empty] | UST Currently In Use: 0; UST Temp Close: 0; AST Currently In Use: 0; AST Temp Closed: 0 | 0 | 0 | 1 | 14462-003-015781 | BELLSOUTH TELECOMM. DBA AT&T ALA.
43883 | Temporary Closed | 1998-07-01 | 1993-04-14 |  | Petroleum | On road diesel | On road diesel | Bulk facility | Double Wall, Fiberglass reinforced plastic | Fiberglass reinforced plastic |  |  | Double Wall, Fiberglass reinforced plastic |  | 1901-01-01 |  | Catchment Basin, Single walled catchment basin | Audible high level alarm At 90% full, Automatic shutoff device At 95% full, Flow Rest 90% Full | Flow Rest 90% Full | Interstitial Monitoring within Secondary Containment |  | Automatic Tank Gauge |  | Automatic flow restrictor (MLLD) | Automatic flow restrictor (MLLD) | Interstitial Monitoring within Secondary Containment |  | Annual line testing | Annual line testing |  | UST Currently In Use: 0; UST Temp Close: 1; AST Currently In Use: 0; AST Temp Closed: 0 | 0 | 1 | 1 | 21011-103-002614 | MICHAEL R. GARNETT
43884 | Temporary Closed | 2013-11-29 | 1992-12-11 |  | Petroleum | Unleaded gasoline | Unleaded gasoline | Retail | Steel | Steel | Coated & cathodic protection (sti-P3) |  | Fiberglass reinforced plastic |  | 1901-01-01 |  | Catchment Basin, Single walled catchment basin | Flow Rest 90% Full | Flow Rest 90% Full |  |  | Statistical Inventory Reconciliation (SIR) | [8 empty] | UST Currently In Use: 0; UST Temp Close: 1; AST Currently In Use: 0; AST Temp Closed: 0 | 0 | 1 | 2 | 24081-125-007722 | CHRISTINE HENDRIX, Decedent
43885 | Temporary Closed | 2014-01-17 | 1993-02-01 |  | Petroleum | Unleaded gasoline | Unleaded gasoline | Retail | Steel | Steel | Coated & cathodic protection (sti-P3) |  | Fiberglass reinforced plastic |  |  |  | Catchment Basin, Single walled catchment basin | Flow Rest 90% Full | Flow Rest 90% Full |  |  | Statistical Inventory Reconciliation (SIR) |  | Automatic flow restrictor (MLLD) | Automatic flow restrictor (MLLD) |  |  | Statistical inventory reconciliation (SIR) | Statistical inventory reconciliation (SIR) |  | UST Currently In Use: 0; UST Temp Close: 2; AST Currently In Use: 0; AST Temp Closed: 0 | 0 | 2 | 0 | 18102-057-015732 | L AND S SERVICE STATION
43886 | Temporary Closed | 2014-01-17 | 1993-02-01 |  | Petroleum | On road diesel | On road diesel | Retail | Steel | Steel | Coated & cathodic protection (sti-P3) |  | Fiberglass reinforced plastic |  |  |  | Catchment Basin, Single walled catchment basin | Flow Rest 90% Full | Flow Rest 90% Full |  |  | Statistical Inventory Reconciliation (SIR) | [8 empty] | UST Currently In Use: 0; UST Temp Close: 2; AST Currently In Use: 0; AST Temp Closed: 0 | 0 | 2 | 0 | 18102-057-015732 | L AND S SERVICE STATION
43887 | Currently in Use |  | 1993-03-01 |  | Petroleum | On road diesel | On road diesel | Retail | Steel | Steel | Coated & cathodic protection (sti-P3) |  | Double Wall, Steel, FRP COATED |  |  | Other, FLXS ISOLA | Catchment Basin, Single walled catchment basin | Automatic shutoff device At 95% full | Automatic shutoff device At 95% full |  |  | Continuous Automatic Tank Gauge | [8 empty] | UST Currently In Use: 4; UST Temp Close: 0; AST Currently In Use: 0; AST Temp Closed: 0 | 4 | 0 | 1 | 15420-049-012702 | MAPCO EXPRESS, LLC
43888 | Currently in Use |  | 1993-03-01 |  | Petroleum | Unleaded gasoline | Unleaded gasoline | Retail | Steel | Steel | Coated & cathodic protection (sti-P3) |  | Double Wall, Steel, FRP COATED |  |  | Other, FLXS ISOLA | Catchment Basin, Single walled catchment basin | Automatic shutoff device At 95% full | Automatic shutoff device At 95% full |  |  | Continuous Automatic Tank Gauge |  | Automatic shutoff device (AELLD) | Automatic shutoff device (AELLD) | [5 empty] | UST Currently In Use: 4; UST Temp Close: 0; AST Currently In Use: 0; AST Temp Closed: 0 | 4 | 0 | 1 | 15420-049-012702 | MAPCO EXPRESS, LLC
43890 | Currently in Use |  | 1993-03-01 |  | Petroleum | Unleaded gasoline | Unleaded gasoline |  | Steel | Steel | Coated & cathodic protection (sti-P3) |  | Double Wall, Steel, FRP COATED |  |  | Other, FLXS ISOLA | Catchment Basin, Single walled catchment basin | Automatic shutoff device At 95% full | Automatic shutoff device At 95% full |  |  | Continuous Automatic Tank Gauge |  | Other, MANIFOLDED | Other | [5 empty] | UST Currently In Use: 4; UST Temp Close: 0; AST Currently In Use: 0; AST Temp Closed: 0 | 4 | 0 | 1 | 15420-049-012702 | MAPCO EXPRESS, LLC
43891 | Currently in Use |  | 1993-03-01 |  | Petroleum | Premium gasoline | Premium gasoline | Retail | Steel | Steel | Coated & cathodic protection (sti-P3) |  | Double Wall, Steel, FRP COATED |  |  | Other, FLXS ISOLA | Catchment Basin, Single walled catchment basin | Automatic shutoff device At 95% full | Automatic shutoff device At 95% full |  |  | Continuous Automatic Tank Gauge |  | Automatic shutoff device (AELLD) | Automatic shutoff device (AELLD) | [5 empty] | UST Currently In Use: 4; UST Temp Close: 0; AST Currently In Use: 0; AST Temp Closed: 0 | 4 | 0 | 1 | 15420-049-012702 | MAPCO EXPRESS, LLC
43892 | Currently in Use |  | 1993-12-21 |  | Petroleum | On road diesel | On road diesel | Industrial | Fiberglass reinforced plastic, Single Wall | Single Wall |  |  | Double Wall, Fiberglass reinforced plastic |  | 1901-01-01 |  | Catchment Basin, Single walled catchment basin | Flow Rest 90% Full | Flow Rest 90% Full |  |  | Continuous Automatic Tank Gauge |  | Automatic flow restrictor (MLLD) | Automatic flow restrictor (MLLD) |  |  | Annual line testing | Annual line testing |  | UST Currently In Use: 2; UST Temp Close: 0; AST Currently In Use: 0; AST Temp Closed: 0 | 2 | 0 | 0 | 18151-095-015781 | B AND G SUPPLY COMPANY
43893 | Currently in Use |  | 1993-12-21 |  | Petroleum | Off road diesel | Off road diesel | Industrial | Fiberglass reinforced plastic, Single Wall | Single Wall |  |  | Double Wall, Fiberglass reinforced plastic |  | 1901-01-01 |  | Catchment Basin, Single walled catchment basin | Flow Rest 90% Full | Flow Rest 90% Full |  |  | Continuous Automatic Tank Gauge |  | Automatic flow restrictor (MLLD) | Automatic flow restrictor (MLLD) |  |  | Annual line testing | Annual line testing |  | UST Currently In Use: 2; UST Temp Close: 0; AST Currently In Use: 0; AST Temp Closed: 0 | 2 | 0 | 0 | 18151-095-015781 | B AND G SUPPLY COMPANY
43894 | Currently in Use |  | 1993-01-01 |  | Petroleum | On road diesel | On road diesel | Emergency power generator | Fiberglass reinforced plastic | Fiberglass reinforced plastic |  |  | Fiberglass reinforced plastic |  | 1901-01-01 |  | Catchment Basin, Single walled catchment basin | Audible high level alarm At 90% full | Audible high level alarm At 90% full | Interstitial Monitoring within Secondary Containment | SENSOR TO ATG | Continuous Automatic Tank Gauge | [8 empty] | UST Currently In Use: 3; UST Temp Close: 0; AST Currently In Use: 0; AST Temp Closed: 0 | 3 | 0 | 0 | 17246-089-015365 | HUNTSVILLE HOSPITAL PLANT OPERATIONS
43895 | Permanently Closed | 2000-06-07 | 1992-01-15 | 2000-06-07 | Petroleum | On road diesel | On road diesel | Emergency power generator | Fiberglass reinforced plastic | Fiberglass reinforced plastic |  |  | Fiberglass reinforced plastic |  | 1901-01-01 | None | Catchment Basin, Single walled catchment basin | Audible high level alarm At 90% full | Audible high level alarm At 90% full | Interstitial Monitoring within Secondary Containment |  | Automatic Tank Gauge | [8 empty] | UST Currently In Use: 0; UST Temp Close: 0; AST Currently In Use: 0; AST Temp Closed: 0 | 0 | 0 | 2 | 17246-089-015366 | HUNTSVILLE HOSPITAL PLANT OPERATIONS
43896 | Permanently Closed | 2003-02-12 | 1991-09-15 | 2003-02-13 | Petroleum | On road diesel | On road diesel | Emergency power generator | Fiberglass reinforced plastic | Fiberglass reinforced plastic |  |  | Fiberglass reinforced plastic |  | 1901-01-01 | None | Catchment Basin, Single walled catchment basin | Audible high level alarm At 90% full | Audible high level alarm At 90% full | Interstitial Monitoring within Secondary Containment |  | Automatic Tank Gauge | [8 empty] | UST Currently In Use: 0; UST Temp Close: 0; AST Currently In Use: 0; AST Temp Closed: 0 | 0 | 0 | 1 | 17246-089-015782 | HUNTSVILLE HOSPITAL PLANT OPERATIONS
43897 | Permanently Closed | 2018-02-08 | 1992-02-04 | 2018-02-14 | Petroleum | Unleaded gasoline | Unleaded gasoline | Bulk facility, Local Government | Steel | Steel | Coated & cathodic protection (sti-P3) |  | Fiberglass reinforced plastic |  | 1901-01-01 | None | Catchment Basin, Single walled catchment basin | Audible high level alarm At 90% full | Audible high level alarm At 90% full |  |  | Automatic Tank Gauge | [8 empty] | UST Currently In Use: 0; UST Temp Close: 0; AST Currently In Use: 0; AST Temp Closed: 0 | 0 | 0 | 5 | 10398-003-001429 | BALDWIN COUNTY BOARD OF EDUCATION
43898 | Permanently Closed | 2017-04-07 | 1992-02-04 | 2018-02-14 | Petroleum | On road diesel | On road diesel | Bulk facility, Local Government | Steel | Steel | Coated & cathodic protection (sti-P3) |  | Fiberglass reinforced plastic |  | 1901-01-01 | None | Catchment Basin, Single walled catchment basin | Audible high level alarm At 90% full | Audible high level alarm At 90% full |  |  | Automatic Tank Gauge | [8 empty] | UST Currently In Use: 0; UST Temp Close: 0; AST Currently In Use: 0; AST Temp Closed: 0 | 0 | 0 | 5 | 10398-003-001429 | BALDWIN COUNTY BOARD OF EDUCATION
43899 | Permanently Closed | 2009-07-21 | 1993-02-23 | 2009-07-21 | Petroleum | Unleaded gasoline | Unleaded gasoline | Bulk facility, Local Government | Steel | Steel | Coated & cathodic protection (sti-P3) |  | Fiberglass reinforced plastic |  | 1901-01-01 |  | Catchment Basin, Single walled catchment basin | Automatic shutoff device At 95% full | Automatic shutoff device At 95% full |  |  | Automatic Tank Gauge | [8 empty] | UST Currently In Use: 0; UST Temp Close: 0; AST Currently In Use: 1; AST Temp Closed: 0 | 0 | 0 | 2 | 10398-003-001438 | BALDWIN COUNTY BOARD OF EDUCATION
43900 | Temporary Closed | 2003-06-01 | 1992-07-20 |  | Petroleum | Unleaded gasoline | Unleaded gasoline | Retail | Fiberglass coated steel | Fiberglass coated steel |  |  | Fiberglass reinforced plastic |  | 1901-01-01 | None | Catchment Basin, Single walled catchment basin | Automatic shutoff device At 95% full | Automatic shutoff device At 95% full |  |  | Automatic Tank Gauge |  | Automatic flow restrictor (MLLD) | Automatic flow restrictor (MLLD) |  |  | Annual line testing | Annual line testing |  | UST Currently In Use: 0; UST Temp Close: 6; AST Currently In Use: 0; AST Temp Closed: 0 | 0 | 6 | 5 | 23814-021-014426 | RICKY G HEADLEY
43901 | Temporary Closed | 2003-06-01 | 1992-07-20 |  | Petroleum | Unleaded gasoline | Unleaded gasoline | Retail | Fiberglass coated steel | Fiberglass coated steel |  |  | Fiberglass reinforced plastic |  | 1901-01-01 | None | Catchment Basin, Single walled catchment basin | Automatic shutoff device At 95% full | Automatic shutoff device At 95% full |  |  | Automatic Tank Gauge |  | Automatic flow restrictor (MLLD) | Automatic flow restrictor (MLLD) |  |  | Annual line testing | Annual line testing |  | UST Currently In Use: 0; UST Temp Close: 6; AST Currently In Use: 0; AST Temp Closed: 0 | 0 | 6 | 5 | 23814-021-014426 | RICKY G HEADLEY
43902 | Temporary Closed | 2003-06-01 | 1992-07-20 |  | Petroleum | Unleaded gasoline | Unleaded gasoline | Retail | Fiberglass coated steel | Fiberglass coated steel |  |  | Fiberglass reinforced plastic |  | 1901-01-01 | None | Catchment Basin, Single walled catchment basin | Automatic shutoff device At 95% full | Automatic shutoff device At 95% full |  |  | Automatic Tank Gauge |  | Automatic flow restrictor (MLLD) | Automatic flow restrictor (MLLD) |  |  | Annual line testing | Annual line testing |  | UST Currently In Use: 0; UST Temp Close: 6; AST Currently In Use: 0; AST Temp Closed: 0 | 0 | 6 | 5 | 23814-021-014426 | RICKY G HEADLEY
43903 | Temporary Closed | 2003-06-01 | 1992-07-20 |  | Petroleum | On road diesel | On road diesel | Retail | Fiberglass coated steel | Fiberglass coated steel |  |  | Fiberglass reinforced plastic |  | 1901-01-01 | None | Catchment Basin, Single walled catchment basin | Automatic shutoff device At 95% full | Automatic shutoff device At 95% full |  |  | Automatic Tank Gauge |  | Automatic flow restrictor (MLLD) | Automatic flow restrictor (MLLD) |  |  | Annual line testing | Annual line testing |  | UST Currently In Use: 0; UST Temp Close: 6; AST Currently In Use: 0; AST Temp Closed: 0 | 0 | 6 | 5 | 23814-021-014426 | RICKY G HEADLEY
43904 | Temporary Closed | 2003-06-01 | 1992-07-20 |  | Petroleum | On road diesel | On road diesel | Retail | Fiberglass coated steel | Fiberglass coated steel |  |  | Fiberglass reinforced plastic |  | 1901-01-01 | None | Catchment Basin, Single walled catchment basin | Automatic shutoff device At 95% full | Automatic shutoff device At 95% full |  |  | Automatic Tank Gauge |  | Automatic flow restrictor (MLLD) | Automatic flow restrictor (MLLD) |  |  | Annual line testing | Annual line testing |  | UST Currently In Use: 0; UST Temp Close: 6; AST Currently In Use: 0; AST Temp Closed: 0 | 0 | 6 | 5 | 23814-021-014426 | RICKY G HEADLEY
43905 | Temporary Closed | 2003-06-01 | 1992-07-20 |  | Petroleum | Other, OFF RD DSL | Other | Retail | Steel | Steel | Coated & cathodic protection (sti-P3) |  | Fiberglass reinforced plastic |  |  |  | Catchment Basin, Single walled catchment basin | Automatic shutoff device At 95% full | Automatic shutoff device At 95% full |  |  | Automatic Tank Gauge |  | Automatic flow restrictor (MLLD) | Automatic flow restrictor (MLLD) |  |  | Annual line testing | Annual line testing |  | UST Currently In Use: 0; UST Temp Close: 6; AST Currently In Use: 0; AST Temp Closed: 0 | 0 | 6 | 5 | 23814-021-014426 | RICKY G HEADLEY
43906 | Temporary Closed | 2004-05-13 | 1991-01-23 |  | Petroleum | Unleaded gasoline | Unleaded gasoline | Retail | Steel | Steel | Coated & cathodic protection (sti-P3) |  | Fiberglass reinforced plastic |  | 1901-01-01 | None | Catchment Basin, Single walled catchment basin | Flow Rest 90% Full | Flow Rest 90% Full | [11 empty] | UST Currently In Use: 0; UST Temp Close: 2; AST Currently In Use: 0; AST Temp Closed: 0 | 0 | 2 | 2 | 24501-051-003395 | MARY ANN CHURCH
43907 | Temporary Closed | 2004-05-13 | 1991-01-23 |  | Petroleum | Unleaded gasoline | Unleaded gasoline | Retail | Steel | Steel | Coated & cathodic protection (sti-P3) |  | Fiberglass reinforced plastic |  | 1901-01-01 | None | Catchment Basin, Single walled catchment basin | Flow Rest 90% Full | Flow Rest 90% Full | [11 empty] | UST Currently In Use: 0; UST Temp Close: 2; AST Currently In Use: 0; AST Temp Closed: 0 | 0 | 2 | 2 | 24501-051-003395 | MARY ANN CHURCH
43908 | Permanently Closed | 2009-11-30 | 1993-03-16 | 2015-03-18 | Petroleum | Premium gasoline | Premium gasoline | Retail | Single Wall, Steel | Steel | Coated & cathodic protection (sti-P3) |  | Double Wall, Fiberglass reinforced plastic |  |  |  | Catchment Basin, Single walled catchment basin | Flow Rest 90% Full | Flow Rest 90% Full |  |  | Automatic Tank Gauge |  |  |  | Interstitial Monitoring within Secondary Containment | SENSOR TO ATG |  |  |  | UST Currently In Use: 0; UST Temp Close: 0; AST Currently In Use: 0; AST Temp Closed: 0 | 0 | 0 | 8 | 13816-103-007166 | PEEBLES OIL C/O EVANS & ASSOCIATES
43909 | Permanently Closed | 2010-11-30 | 1993-03-16 | 2015-03-18 | Petroleum | Mid-grade gasoline | Mid-grade gasoline | Retail | Single Wall, Steel | Steel | Coated & cathodic protection (sti-P3) |  | Double Wall, Fiberglass reinforced plastic |  |  |  | Catchment Basin, Single walled catchment basin | Flow Rest 90% Full | Flow Rest 90% Full |  |  | Automatic Tank Gauge |  |  |  | Interstitial Monitoring within Secondary Containment | SENSOR TO ATG |  |  |  | UST Currently In Use: 0; UST Temp Close: 0; AST Currently In Use: 0; AST Temp Closed: 0 | 0 | 0 | 8 | 13816-103-007166 | PEEBLES OIL C/O EVANS & ASSOCIATES
43910 | Permanently Closed | 2010-11-30 | 1993-03-16 | 2015-03-18 | Petroleum | Unleaded gasoline | Unleaded gasoline | Retail | Single Wall, Steel | Steel | Coated & cathodic protection (sti-P3) |  | Double Wall, Fiberglass reinforced plastic |  |  |  | Catchment Basin, Single walled catchment basin | Flow Rest 90% Full | Flow Rest 90% Full |  |  | Automatic Tank Gauge |  |  |  | Interstitial Monitoring within Secondary Containment | SENSOR TO ATG |  |  |  | UST Currently In Use: 0; UST Temp Close: 0; AST Currently In Use: 0; AST Temp Closed: 0 | 0 | 0 | 8 | 13816-103-007166 | PEEBLES OIL C/O EVANS & ASSOCIATES
43911 | Permanently Closed | 2010-11-30 | 1993-03-16 | 2015-03-18 | Petroleum | On road diesel | On road diesel | Retail | Single Wall, Steel | Steel | Coated & cathodic protection (sti-P3) |  | Fiberglass reinforced plastic, Single Wall |  |  |  | Catchment Basin, Single walled catchment basin | Automatic shutoff device At 95% full, Flow Rest 90% Full | Flow Rest 90% Full |  |  | Automatic Tank Gauge | [8 empty] | UST Currently In Use: 0; UST Temp Close: 0; AST Currently In Use: 0; AST Temp Closed: 0 | 0 | 0 | 8 | 13816-103-007166 | PEEBLES OIL C/O EVANS & ASSOCIATES
43913 | Permanently Closed | 2005-02-01 | 1993-04-07 | 2005-02-01 | Petroleum | On road diesel | On road diesel | Emergency power generator | Fiberglass reinforced plastic | Fiberglass reinforced plastic |  |  | Steel, COPPER |  | 1901-01-01 | Other, FRP | Catchment Basin, Single walled catchment basin | Audible high level alarm At 90% full | Audible high level alarm At 90% full | Interstitial Monitoring within Secondary Containment |  | Automatic Tank Gauge | [8 empty] | UST Currently In Use: 0; UST Temp Close: 0; AST Currently In Use: 0; AST Temp Closed: 0 | 0 | 0 | 1 | 14462-073-015782 | BELLSOUTH TELECOMM. DBA AT&T ALA.
43914 | Permanently Closed | 1993-04-28 | 1991-08-30 | 1993-04-28 | Petroleum | Unleaded gasoline | Unleaded gasoline | Bulk facility | Fiberglass reinforced plastic | Fiberglass reinforced plastic |  |  | Other, COPPER |  | 1901-01-01 | Other, FRP | Catchment Basin, Single walled catchment basin | Audible high level alarm At 90% full | Audible high level alarm At 90% full | Interstitial Monitoring within Secondary Containment |  | Automatic Tank Gauge | [8 empty] | UST Currently In Use: 0; UST Temp Close: 0; AST Currently In Use: 0; AST Temp Closed: 0 | 0 | 0 | 2 | 14462-101-012183 | BELLSOUTH TELECOMM. DBA AT&T ALA.
43918 | Currently in Use |  | 1990-12-10 |  | Petroleum | Unleaded gasoline | Unleaded gasoline | Retail | Single Wall, Steel | Steel | Coated & cathodic protection (sti-P3) |  | Fiberglass reinforced plastic, Single Wall |  |  |  | Catchment Basin, Single walled catchment basin | Flow Rest 90% Full | Flow Rest 90% Full |  |  | Automatic Tank Gauge | [8 empty] | UST Currently In Use: 2; UST Temp Close: 0; AST Currently In Use: 0; AST Temp Closed: 0 | 2 | 0 | 4 | 24737-055-013996 | HENRY MICHAEL SANDERS
43919 | Currently in Use |  | 1990-12-10 |  | Petroleum | On road diesel | On road diesel | Retail | Single Wall, Steel | Steel | Coated & cathodic protection (sti-P3) |  | Fiberglass reinforced plastic, Single Wall |  |  |  | Catchment Basin, Single walled catchment basin | Flow Rest 90% Full | Flow Rest 90% Full |  |  | Automatic Tank Gauge | [8 empty] | UST Currently In Use: 2; UST Temp Close: 0; AST Currently In Use: 0; AST Temp Closed: 0 | 2 | 0 | 4 | 24737-055-013996 | HENRY MICHAEL SANDERS
43920 | Currently in Use |  | 1993-01-20 |  | Petroleum | Premium gasoline | Premium gasoline | Retail | Steel | Steel | Coated & cathodic protection (sti-P3), Field installed cathodic protection |  | Double Wall, Fiberglass reinforced plastic |  |  |  | Catchment Basin, Single walled catchment basin | Flow Rest 90% Full | Flow Rest 90% Full |  |  | Continuous Automatic Tank Gauge |  | Automatic flow restrictor (MLLD), Containment Sump | Containment Sump | Interstitial Monitoring within Secondary Containment | SENSOR TO ATG | Continuous alarm system | Continuous alarm system |  | UST Currently In Use: 4; UST Temp Close: 0; AST Currently In Use: 0; AST Temp Closed: 0 | 4 | 0 | 0 | 25265-117-015846 | LGWS/CROSS AMERICA PARTNERS
43921 | Currently in Use |  | 1993-01-20 |  | Petroleum | Mid-grade gasoline | Mid-grade gasoline | Retail | Steel | Steel | Coated & cathodic protection (sti-P3), Field installed cathodic protection |  | Double Wall, Fiberglass reinforced plastic |  |  |  | Catchment Basin, Single walled catchment basin | Flow Rest 90% Full | Flow Rest 90% Full |  |  | Continuous Automatic Tank Gauge |  | Automatic flow restrictor (MLLD), Containment Sump | Containment Sump | Interstitial Monitoring within Secondary Containment | SENSOR TO ATG | Continuous alarm system | Continuous alarm system |  | UST Currently In Use: 4; UST Temp Close: 0; AST Currently In Use: 0; AST Temp Closed: 0 | 4 | 0 | 0 | 25265-117-015846 | LGWS/CROSS AMERICA PARTNERS
43922 | Currently in Use |  | 1993-01-20 |  | Petroleum | Unleaded gasoline | Unleaded gasoline | Retail | Steel | Steel | Coated & cathodic protection (sti-P3), Field installed cathodic protection |  | Double Wall, Fiberglass reinforced plastic |  |  |  | Catchment Basin, Single walled catchment basin | Flow Rest 90% Full | Flow Rest 90% Full |  |  | Continuous Automatic Tank Gauge |  | Automatic flow restrictor (MLLD), Containment Sump | Containment Sump | Interstitial Monitoring within Secondary Containment | SENSOR TO ATG | Continuous alarm system | Continuous alarm system |  | UST Currently In Use: 4; UST Temp Close: 0; AST Currently In Use: 0; AST Temp Closed: 0 | 4 | 0 | 0 | 25265-117-015846 | LGWS/CROSS AMERICA PARTNERS
43923 | Currently in Use |  | 1991-05-01 |  | Petroleum | Unleaded gasoline | Unleaded gasoline | Retail | Single Wall, Steel | Steel | Coated & cathodic protection (sti-P3) |  | Double Wall, Fiberglass reinforced plastic |  |  | Other, FLXS ISOLA | Catchment Basin, Single walled catchment basin | Audible high level alarm At 90% full | Audible high level alarm At 90% full |  |  | Automatic Tank Gauge |  | Automatic flow restrictor (MLLD), Containment Sump | Containment Sump | Interstitial Monitoring within Secondary Containment |  | Annual line testing, Continuous alarm system | Continuous alarm system |  | UST Currently In Use: 4; UST Temp Close: 0; AST Currently In Use: 0; AST Temp Closed: 0 | 4 | 0 | 0 | 25065-123-015548 | PARUSHOTAM, INC.
43928 | Currently in Use |  | 1991-05-01 |  | Petroleum | Unleaded gasoline | Unleaded gasoline | Retail | Single Wall, Steel | Steel | Coated & cathodic protection (sti-P3) |  | Double Wall, Fiberglass reinforced plastic |  |  | Other, FLXS ISOLA | Catchment Basin, Single walled catchment basin | Audible high level alarm At 90% full | Audible high level alarm At 90% full |  |  | Automatic Tank Gauge |  | Automatic flow restrictor (MLLD), Containment Sump | Containment Sump | Interstitial Monitoring within Secondary Containment |  | Annual line testing, Continuous alarm system | Continuous alarm system |  | UST Currently In Use: 4; UST Temp Close: 0; AST Currently In Use: 0; AST Temp Closed: 0 | 4 | 0 | 0 | 25065-123-015548 | PARUSHOTAM, INC.
43929 | Currently in Use |  | 1991-05-01 |  | Petroleum | Premium gasoline | Premium gasoline | Retail | Single Wall, Steel | Steel | Coated & cathodic protection (sti-P3) |  | Double Wall, Fiberglass reinforced plastic |  |  | Other, FLXS ISOLA | Catchment Basin, Single walled catchment basin | Audible high level alarm At 90% full | Audible high level alarm At 90% full |  |  | Automatic Tank Gauge |  | Automatic flow restrictor (MLLD), Containment Sump | Containment Sump | Interstitial Monitoring within Secondary Containment |  | Annual line testing, Continuous alarm system | Continuous alarm system |  | UST Currently In Use: 4; UST Temp Close: 0; AST Currently In Use: 0; AST Temp Closed: 0 | 4 | 0 | 0 | 25065-123-015548 | PARUSHOTAM, INC.
43930 | Currently in Use |  | 1991-05-01 |  | Petroleum | On road diesel | On road diesel | Retail | Single Wall, Steel | Steel | Coated & cathodic protection (sti-P3) |  | Double Wall, Fiberglass reinforced plastic |  |  | Other, FLXS ISOLA | Catchment Basin, Single walled catchment basin | Flow Rest 90% Full | Flow Rest 90% Full |  |  | Automatic Tank Gauge | [8 empty] | UST Currently In Use: 4; UST Temp Close: 0; AST Currently In Use: 0; AST Temp Closed: 0 | 4 | 0 | 0 | 25065-123-015548 | PARUSHOTAM, INC.
43931 | Currently in Use |  | 1993-03-22 |  | Petroleum | Unleaded gasoline | Unleaded gasoline | Retail | Fiberglass coated steel | Fiberglass coated steel |  |  | Double Wall, Flexible, ENVIROFLEX |  | 1901-01-01 | Other, ENVIROFLEX | Catchment Basin, Single walled catchment basin | Automatic shutoff device At 95% full | Automatic shutoff device At 95% full |  |  | Automatic Tank Gauge |  | Automatic flow restrictor (MLLD), Containment Sump | Containment Sump |  |  | Annual line testing | Annual line testing |  | UST Currently In Use: 3; UST Temp Close: 0; AST Currently In Use: 0; AST Temp Closed: 0 | 3 | 0 | 5 | 21792-097-000135 | LAXMI INC
43932 | Currently in Use |  | 1993-03-22 |  | Petroleum | Unleaded gasoline | Unleaded gasoline | Retail | Fiberglass coated steel | Fiberglass coated steel |  |  | Double Wall, Flexible |  | 1901-01-01 |  | Catchment Basin, Single walled catchment basin | Automatic shutoff device At 95% full | Automatic shutoff device At 95% full |  |  | Automatic Tank Gauge |  | Automatic flow restrictor (MLLD), Containment Sump | Containment Sump |  |  | Other, MANIFOLD | Other |  | UST Currently In Use: 3; UST Temp Close: 0; AST Currently In Use: 0; AST Temp Closed: 0 | 3 | 0 | 5 | 21792-097-000135 | LAXMI INC
43934 | Currently in Use |  | 1993-03-22 |  | Petroleum | Premium gasoline | Premium gasoline | Retail | Fiberglass coated steel | Fiberglass coated steel |  |  | Double Wall, Flexible, APT |  | 1901-01-01 | Other, APT | Catchment Basin, Single walled catchment basin | Automatic shutoff device At 95% full | Automatic shutoff device At 95% full |  |  | Automatic Tank Gauge |  | Automatic flow restrictor (MLLD), Containment Sump | Containment Sump |  |  | Annual line testing | Annual line testing |  | UST Currently In Use: 3; UST Temp Close: 0; AST Currently In Use: 0; AST Temp Closed: 0 | 3 | 0 | 5 | 21792-097-000135 | LAXMI INC
43935 | Permanently Closed | 2005-04-05 | 1990-01-01 | 2005-04-05 | Petroleum | Unleaded gasoline | Unleaded gasoline | [7 empty] | 1901-01-01 | [12 empty] | Annual line testing | Annual line testing |  | UST Currently In Use: 0; UST Temp Close: 0; AST Currently In Use: 0; AST Temp Closed: 0 | 0 | 0 | 2 | 14335-083-003050 | SCHMIDT OIL PRODUCTS INC
43936 | Temporary Closed | 2013-10-09 | 1974-01-01 |  | Petroleum | Unleaded gasoline | Unleaded gasoline | Retail | Steel | Steel | Field installed cathodic protection |  | Steel |  |  | Field installed cathodic protection | Catchment Basin, Single walled catchment basin | Automatic shutoff device At 95% full | Automatic shutoff device At 95% full |  |  | Statistical Inventory Reconciliation (SIR) | [8 empty] | UST Currently In Use: 0; UST Temp Close: 3; AST Currently In Use: 0; AST Temp Closed: 0 | 0 | 3 | 0 | 23290-021-015733 | SUE DAWSON
43937 | Temporary Closed | 2013-10-09 | 1974-01-01 |  | Petroleum | Other, OFFROAD | Other | Retail | Steel | Steel | Field installed cathodic protection |  | Steel |  |  | Field installed cathodic protection | Catchment Basin, Single walled catchment basin | Automatic shutoff device At 95% full | Automatic shutoff device At 95% full |  |  | Statistical Inventory Reconciliation (SIR) | [8 empty] | UST Currently In Use: 0; UST Temp Close: 3; AST Currently In Use: 0; AST Temp Closed: 0 | 0 | 3 | 0 | 23290-021-015733 | SUE DAWSON
43938 | Temporary Closed | 2013-10-09 | 1974-01-01 |  | Petroleum | Other, UNLNON-ETH | Other | Retail | Steel | Steel | Field installed cathodic protection |  | Steel |  |  | Field installed cathodic protection | Catchment Basin, Single walled catchment basin | Automatic shutoff device At 95% full | Automatic shutoff device At 95% full |  |  | Statistical Inventory Reconciliation (SIR) | [8 empty] | UST Currently In Use: 0; UST Temp Close: 3; AST Currently In Use: 0; AST Temp Closed: 0 | 0 | 3 | 0 | 23290-021-015733 | SUE DAWSON
43939 | Temporary Closed | 2011-04-01 | 1993-04-19 |  | Petroleum | Unleaded gasoline | Unleaded gasoline | Retail | Steel | Steel | Coated & cathodic protection (sti-P3) |  | Fiberglass reinforced plastic |  |  |  | Catchment Basin, Single walled catchment basin | Automatic shutoff device At 95% full | Automatic shutoff device At 95% full |  |  | Statistical Inventory Reconciliation (SIR) | [8 empty] | UST Currently In Use: 0; UST Temp Close: 3; AST Currently In Use: 0; AST Temp Closed: 0 | 0 | 3 | 0 | 11247-097-015783 | COPELAND OIL AND GAS COMPANY
43940 | Temporary Closed | 2011-04-01 | 1993-04-19 |  | Petroleum | Mid-grade gasoline | Mid-grade gasoline | Retail | Steel | Steel | Coated & cathodic protection (sti-P3) |  | Fiberglass reinforced plastic |  |  |  | Catchment Basin, Single walled catchment basin | Automatic shutoff device At 95% full | Automatic shutoff device At 95% full |  |  | Statistical Inventory Reconciliation (SIR) | [8 empty] | UST Currently In Use: 0; UST Temp Close: 3; AST Currently In Use: 0; AST Temp Closed: 0 | 0 | 3 | 0 | 11247-097-015783 | COPELAND OIL AND GAS COMPANY
43941 | Temporary Closed | 2011-04-01 | 1993-04-19 |  | Petroleum | On road diesel | On road diesel | Retail | Steel | Steel | Coated & cathodic protection (sti-P3) |  | Fiberglass reinforced plastic |  |  |  | Catchment Basin, Single walled catchment basin | Automatic shutoff device At 95% full | Automatic shutoff device At 95% full |  |  | Statistical Inventory Reconciliation (SIR) | [8 empty] | UST Currently In Use: 0; UST Temp Close: 3; AST Currently In Use: 0; AST Temp Closed: 0 | 0 | 3 | 0 | 11247-097-015783 | COPELAND OIL AND GAS COMPANY
43942 | Currently in Use |  | 1988-12-12 |  | Petroleum | On road diesel | On road diesel | Industrial | Steel | Steel | Coated & cathodic protection (sti-P3) |  | Fiberglass reinforced plastic |  |  |  | Catchment Basin, Single walled catchment basin | Automatic shutoff device At 95% full | Automatic shutoff device At 95% full |  |  | Statistical Inventory Reconciliation (SIR) | [8 empty] | UST Currently In Use: 2; UST Temp Close: 1; AST Currently In Use: 0; AST Temp Closed: 0 | 2 | 1 | 5 | 11306-001-012315 | CRYSTAL LAKE MFG INC
43944 | Currently in Use |  | 1988-12-12 |  | Petroleum | Unleaded gasoline | Unleaded gasoline | Industrial | Steel | Steel | Coated & cathodic protection (sti-P3) |  | Fiberglass reinforced plastic |  |  |  | Catchment Basin, Single walled catchment basin | Automatic shutoff device At 95% full | Automatic shutoff device At 95% full |  |  | Statistical Inventory Reconciliation (SIR) | [8 empty] | UST Currently In Use: 2; UST Temp Close: 1; AST Currently In Use: 0; AST Temp Closed: 0 | 2 | 1 | 5 | 11306-001-012315 | CRYSTAL LAKE MFG INC
43945 | Temporary Closed | 2004-01-01 | 1988-12-12 |  | Petroleum | Used oil | Used oil | Industrial | Steel | Steel | Coated & cathodic protection (sti-P3) |  | Fiberglass reinforced plastic |  |  |  | Other, EXEMPT | Other, EXEMPT | Other | [11 empty] | UST Currently In Use: 2; UST Temp Close: 1; AST Currently In Use: 0; AST Temp Closed: 0 | 2 | 1 | 5 | 11306-001-012315 | CRYSTAL LAKE MFG INC
43946 | Permanently Closed | 1996-08-29 | 1976-01-01 | 1996-08-29 | Petroleum | Unleaded gasoline | Unleaded gasoline | Retail | Steel | Steel |  | Painted or None | Steel |  | 1901-01-01 | [12 empty] | Annual line testing | Annual line testing |  | UST Currently In Use: 0; UST Temp Close: 0; AST Currently In Use: 0; AST Temp Closed: 0 | 0 | 0 | 6 | 18064-121-015549 | LOUISE HARDIN
43949 | Permanently Closed | 1996-08-29 | 1976-01-01 | 1996-08-29 | Petroleum | Unleaded gasoline | Unleaded gasoline | Retail | Steel | Steel |  | Painted or None | Steel |  | 1901-01-01 | [12 empty] | Annual line testing | Annual line testing |  | UST Currently In Use: 0; UST Temp Close: 0; AST Currently In Use: 0; AST Temp Closed: 0 | 0 | 0 | 6 | 18064-121-015549 | LOUISE HARDIN
43952 | Permanently Closed | 1996-08-29 | 1976-01-01 | 1996-08-29 | Petroleum | Unleaded gasoline | Unleaded gasoline | Retail | Steel | Steel |  | Painted or None | Steel |  | 1901-01-01 | [12 empty] | Annual line testing | Annual line testing |  | UST Currently In Use: 0; UST Temp Close: 0; AST Currently In Use: 0; AST Temp Closed: 0 | 0 | 0 | 6 | 18064-121-015549 | LOUISE HARDIN
43955 | Permanently Closed | 1996-08-29 | 1976-01-01 | 1996-08-29 | Petroleum | Unleaded gasoline | Unleaded gasoline | Retail | Steel | Steel |  | Painted or None | Steel |  | 1901-01-01 | [12 empty] | Annual line testing | Annual line testing |  | UST Currently In Use: 0; UST Temp Close: 0; AST Currently In Use: 0; AST Temp Closed: 0 | 0 | 0 | 6 | 18064-121-015549 | LOUISE HARDIN
43958 | Permanently Closed | 1996-08-29 | 1976-01-01 | 1996-08-29 | Petroleum | Unleaded gasoline | Unleaded gasoline | Retail | Steel | Steel |  | Painted or None | Steel |  | 1901-01-01 | [12 empty] | Annual line testing | Annual line testing |  | UST Currently In Use: 0; UST Temp Close: 0; AST Currently In Use: 0; AST Temp Closed: 0 | 0 | 0 | 6 | 18064-121-015549 | LOUISE HARDIN
43961 | Permanently Closed | 1996-08-29 | 1976-01-01 | 1996-08-29 | Petroleum | Used oil | Used oil | Retail | Steel | Steel |  | Painted or None | Steel |  | 1901-01-01 | [15 empty] | UST Currently In Use: 0; UST Temp Close: 0; AST Currently In Use: 0; AST Temp Closed: 0 | 0 | 0 | 6 | 18064-121-015549 | LOUISE HARDIN
43962 | Currently in Use |  | 1993-01-26 |  | Petroleum | Unleaded gasoline | Unleaded gasoline | Retail | Steel | Steel | Coated & cathodic protection (sti-P3) |  | Double Wall, Fiberglass reinforced plastic |  |  |  | Catchment Basin, Single walled catchment basin | Flow Rest 90% Full | Flow Rest 90% Full |  |  | Automatic Tank Gauge |  | Automatic flow restrictor (MLLD), Containment Sump | Containment Sump | Interstitial Monitoring within Secondary Containment | MANUAL/VISUAL CHECK | Annual line testing | Annual line testing |  | UST Currently In Use: 2; UST Temp Close: 0; AST Currently In Use: 0; AST Temp Closed: 0 | 2 | 0 | 0 | 24248-121-015850 | WANGAN MAINA LLC EMMA FOOD STORE
43965 | Currently in Use |  | 1993-01-26 |  | Petroleum | Mid-grade gasoline | Mid-grade gasoline | Retail | Steel | Steel | Coated & cathodic protection (sti-P3) |  | Double Wall, Fiberglass reinforced plastic |  |  |  | Catchment Basin, Single walled catchment basin | Flow Rest 90% Full | Flow Rest 90% Full |  |  | Automatic Tank Gauge |  | Automatic flow restrictor (MLLD), Containment Sump | Containment Sump | Interstitial Monitoring within Secondary Containment | MANUAL/VISUAL CHECK | Annual line testing | Annual line testing |  | UST Currently In Use: 2; UST Temp Close: 0; AST Currently In Use: 0; AST Temp Closed: 0 | 2 | 0 | 0 | 24248-121-015850 | WANGAN MAINA LLC EMMA FOOD STORE
43966 | Permanently Closed | 2000-06-06 | 1983-03-15 | 1997-08-05 | Petroleum | Unleaded gasoline | Unleaded gasoline | Retail | Steel | Steel |  | Painted or None | Steel |  | 1901-01-01 |  | Catchment Basin, Single walled catchment basin |  |  |  |  | Statistical Inventory Reconciliation (SIR) | [8 empty] | UST Currently In Use: 0; UST Temp Close: 0; AST Currently In Use: 0; AST Temp Closed: 0 | 0 | 0 | 3 | 18065-081-015851 | KENNETH D PYLANT
43969 | Permanently Closed | 2000-06-06 | 1983-03-15 | 1997-08-05 | Petroleum | Unleaded gasoline | Unleaded gasoline | Retail | Steel | Steel |  | Painted or None | Steel |  | 1901-01-01 |  | Catchment Basin, Single walled catchment basin |  |  |  |  | Statistical Inventory Reconciliation (SIR) | [8 empty] | UST Currently In Use: 0; UST Temp Close: 0; AST Currently In Use: 0; AST Temp Closed: 0 | 0 | 0 | 3 | 18065-081-015851 | KENNETH D PYLANT
43972 | Permanently Closed | 2000-06-06 | 1983-03-15 | 1997-08-05 | Petroleum | On road diesel | On road diesel | Retail | Steel | Steel |  | Painted or None | Steel |  | 1901-01-01 |  | Catchment Basin, Single walled catchment basin |  |  |  |  | Statistical Inventory Reconciliation (SIR) | [8 empty] | UST Currently In Use: 0; UST Temp Close: 0; AST Currently In Use: 0; AST Temp Closed: 0 | 0 | 0 | 3 | 18065-081-015851 | KENNETH D PYLANT
43973 | Temporary Closed | 2018-08-05 | 1990-10-01 |  | Petroleum | On road diesel | On road diesel | Local government | Steel | Steel | Coated & cathodic protection (sti-P3) |  | Fiberglass reinforced plastic |  |  | Other, FLXS ISOLA | Catchment Basin, Single walled catchment basin | Automatic shutoff device At 95% full | Automatic shutoff device At 95% full |  |  | Statistical Inventory Reconciliation (SIR) | [8 empty] | UST Currently In Use: 0; UST Temp Close: 1; AST Currently In Use: 0; AST Temp Closed: 0 | 0 | 1 | 1 | 18066-081-015852 | LEE CO BOARD OF EDUCATION
43974 | Temporary Closed | 2018-09-28 | 1990-10-01 |  | Petroleum | On road diesel | On road diesel | Local government | Steel | Steel | Coated & cathodic protection (sti-P3) |  | Fiberglass reinforced plastic |  |  | Other, FLXS ISOLA | Catchment Basin, Single walled catchment basin | Automatic shutoff device At 95% full | Automatic shutoff device At 95% full |  |  | Statistical Inventory Reconciliation (SIR) | [8 empty] | UST Currently In Use: 0; UST Temp Close: 1; AST Currently In Use: 0; AST Temp Closed: 0 | 0 | 1 | 1 | 18066-081-015856 | LEE CO BOARD OF EDUCATION
43975 | Temporary Closed | 2018-05-31 | 1992-02-05 |  | Petroleum | On road diesel | On road diesel | Local government | Steel | Steel | Coated & cathodic protection (sti-P3) |  | Fiberglass reinforced plastic |  |  | Other, FLXS ISOLA | Catchment Basin, Single walled catchment basin | Automatic shutoff device At 95% full | Automatic shutoff device At 95% full |  |  | Statistical Inventory Reconciliation (SIR) | [8 empty] | UST Currently In Use: 0; UST Temp Close: 1; AST Currently In Use: 0; AST Temp Closed: 0 | 0 | 1 | 1 | 18066-081-015855 | LEE CO BOARD OF EDUCATION
43976 | Temporary Closed | 2018-05-31 | 1990-10-01 |  | Petroleum | On road diesel | On road diesel | Local Government, Retail | Steel | Steel | Coated & cathodic protection (sti-P3) |  | Fiberglass reinforced plastic |  |  |  | Catchment Basin, Single walled catchment basin | Flow Rest 90% Full | Flow Rest 90% Full |  |  | Statistical Inventory Reconciliation (SIR) | [8 empty] | UST Currently In Use: 0; UST Temp Close: 1; AST Currently In Use: 0; AST Temp Closed: 0 | 0 | 1 | 1 | 18066-081-015854 | LEE CO BOARD OF EDUCATION
43977 | Temporary Closed | 2019-05-01 | 1990-10-01 |  | Petroleum | On road diesel | On road diesel | Local government | Steel | Steel | Coated & cathodic protection (sti-P3) |  | Fiberglass reinforced plastic |  |  | Other, FLXS ISOLA | Catchment Basin, Single walled catchment basin | Automatic shutoff device At 95% full | Automatic shutoff device At 95% full |  |  | Statistical Inventory Reconciliation (SIR) | [8 empty] | UST Currently In Use: 0; UST Temp Close: 1; AST Currently In Use: 0; AST Temp Closed: 0 | 0 | 1 | 0 | 18066-081-015853 | LEE CO BOARD OF EDUCATION
43978 | Permanently Closed | 1998-04-30 | 1983-06-01 | 2000-09-30 | Petroleum | Unleaded gasoline | Unleaded gasoline | Retail | Steel | Steel |  | Painted or None | Steel |  | 1901-01-01 | [15 empty] | UST Currently In Use: 0; UST Temp Close: 0; AST Currently In Use: 0; AST Temp Closed: 0 | 0 | 0 | 2 | 17994-073-015847 | CARMALITA FLYNT
43979 | Permanently Closed | 1998-04-30 | 1983-06-01 | 2000-09-30 | Petroleum | Unleaded gasoline | Unleaded gasoline | Retail | Steel | Steel |  | Painted or None | Steel |  | 1901-01-01 | [15 empty] | UST Currently In Use: 0; UST Temp Close: 0; AST Currently In Use: 0; AST Temp Closed: 0 | 0 | 0 | 2 | 17994-073-015847 | CARMALITA FLYNT
43980 | Permanently Closed | 2006-05-14 | 1993-05-10 | 2006-09-28 | Petroleum | Unleaded gasoline | Unleaded gasoline | Industrial | Steel | Steel | Coated & cathodic protection (sti-P3) |  | Fiberglass reinforced plastic |  | 1901-01-01 | None | Catchment Basin, Single walled catchment basin | Automatic shutoff device At 95% full | Automatic shutoff device At 95% full |  |  | Statistical Inventory Reconciliation (SIR) | [5 empty] | Statistical inventory reconciliation (SIR) | Statistical inventory reconciliation (SIR) |  | UST Currently In Use: 0; UST Temp Close: 0; AST Currently In Use: 0; AST Temp Closed: 0 | 0 | 0 | 5 | 11262-125-010638 | COUGAR OIL INC
43981 | Permanently Closed | 1999-10-26 | 1970-01-01 | 2000-08-14 | Petroleum | Used oil | Used oil | Retail | Steel | Steel |  | Painted or None | Other, DRAIN LINE |  | 1901-01-01 | None | Other, EXEMPT | Other, EXEMPT | Other | [11 empty] | UST Currently In Use: 0; UST Temp Close: 0; AST Currently In Use: 0; AST Temp Closed: 0 | 0 | 0 | 8 | 21083-033-004339 | EDWARD W ESTES
43982 | Permanently Closed | 1998-10-27 | 1976-01-01 | 1998-10-27 | Petroleum | Used oil | Used oil | Retail | Steel | Steel |  | Painted or None | Other, DRAIN LINE |  | 1901-01-01 | [6 empty] | Manual Tank Gauging (only tanks 1000 gal. or less and 48” or 64” in diameter) |  | Other, X | Other |  |  | Other, X | Other |  | UST Currently In Use: 0; UST Temp Close: 0; AST Currently In Use: 0; AST Temp Closed: 0 | 0 | 0 | 4 | 11732-077-004352 | ESTES OIL COMPANY, INC.
43983 | Temporary Closed | 2013-05-31 | 1990-12-05 |  | Petroleum | Unleaded gasoline | Unleaded gasoline | Retail | Single Wall, Steel | Steel | Coated & cathodic protection (sti-P3) |  | Fiberglass reinforced plastic, Single Wall |  |  |  | Catchment Basin, Single walled catchment basin | Automatic shutoff device At 95% full | Automatic shutoff device At 95% full |  |  | Statistical Inventory Reconciliation (SIR) | [8 empty] | UST Currently In Use: 0; UST Temp Close: 1; AST Currently In Use: 0; AST Temp Closed: 0 | 0 | 1 | 2 | 11623-077-008256 | SAMS SERVICE STATION
43984 | Temporary Closed | 2013-01-16 | 1993-04-28 |  | Petroleum | Unleaded gasoline | Unleaded gasoline | Retail | Single Wall, Steel | Steel | Coated & cathodic protection (sti-P3), Field installed cathodic protection |  | Fiberglass reinforced plastic |  |  |  | Catchment Basin, Single walled catchment basin | Automatic shutoff device At 95% full, Flow Rest 90% Full | Flow Rest 90% Full |  |  | Continuous Automatic Tank Gauge |  | Automatic shutoff device (AELLD) | Automatic shutoff device (AELLD) | [5 empty] | UST Currently In Use: 0; UST Temp Close: 2; AST Currently In Use: 0; AST Temp Closed: 0 | 0 | 2 | 3 | 11647-095-005721 | KEITH CAHELA
43985 | Temporary Closed | 2012-07-26 | 1993-04-28 |  | Petroleum | Premium gasoline | Premium gasoline | Retail | Single Wall, Steel | Steel | Coated & cathodic protection (sti-P3), Field installed cathodic protection |  | Fiberglass reinforced plastic |  |  |  | Catchment Basin, Single walled catchment basin | Automatic shutoff device At 95% full, Flow Rest 90% Full | Flow Rest 90% Full |  |  | Continuous Automatic Tank Gauge |  | Automatic shutoff device (AELLD) | Automatic shutoff device (AELLD) | [5 empty] | UST Currently In Use: 0; UST Temp Close: 2; AST Currently In Use: 0; AST Temp Closed: 0 | 0 | 2 | 3 | 11647-095-005721 | KEITH CAHELA
43986 | Currently in Use |  | 1993-05-15 |  | Petroleum | On road diesel | On road diesel | Retail | Steel | Steel | Coated & cathodic protection (sti-P3) |  | Fiberglass reinforced plastic |  |  |  | Catchment Basin, Single walled catchment basin | Flow Rest 90% Full | Flow Rest 90% Full |  |  | Continuous Automatic Tank Gauge |  | Automatic flow restrictor (MLLD), Containment Sump | Containment Sump | Interstitial Monitoring within Secondary Containment | MANUAL/VISUAL CHECK |  |  |  | UST Currently In Use: 3; UST Temp Close: 0; AST Currently In Use: 0; AST Temp Closed: 0 | 3 | 0 | 0 | 13319-025-015785 | MAX OIL COMPANY, INC.
43987 | Temporary Closed | 2000-01-01 | 1993-05-25 |  | Petroleum | Unleaded gasoline | Unleaded gasoline | Retail | Steel | Steel | Coated & cathodic protection (sti-P3) |  | Fiberglass reinforced plastic |  |  |  | Catchment Basin, Single walled catchment basin | Flow Rest 90% Full | Flow Rest 90% Full |  |  | Statistical Inventory Reconciliation (SIR) | [8 empty] | UST Currently In Use: 0; UST Temp Close: 2; AST Currently In Use: 2; AST Temp Closed: 0 | 0 | 2 | 3 | 20981-019-005731 | NELSON ST CLAIR
43990 | Currently in Use |  | 1993-05-15 |  | Petroleum | Mid-grade gasoline | Mid-grade gasoline | Retail | Steel | Steel | Coated & cathodic protection (sti-P3) |  | Fiberglass reinforced plastic |  |  |  | Catchment Basin, Single walled catchment basin | Flow Rest 90% Full | Flow Rest 90% Full |  |  | Continuous Automatic Tank Gauge |  | Automatic flow restrictor (MLLD), Containment Sump | Containment Sump | Interstitial Monitoring within Secondary Containment | MANUAL/VISUAL CHECK |  |  |  | UST Currently In Use: 3; UST Temp Close: 0; AST Currently In Use: 0; AST Temp Closed: 0 | 3 | 0 | 0 | 13319-025-015785 | MAX OIL COMPANY, INC.
43991 | Temporary Closed | 2000-01-01 | 1993-05-25 |  | Petroleum | Premium gasoline | Premium gasoline | Retail | Steel | Steel | Coated & cathodic protection (sti-P3) |  | Fiberglass reinforced plastic |  |  |  |  | Flow Rest 90% Full | Flow Rest 90% Full |  |  | Statistical Inventory Reconciliation (SIR) | [8 empty] | UST Currently In Use: 0; UST Temp Close: 2; AST Currently In Use: 2; AST Temp Closed: 0 | 0 | 2 | 3 | 20981-019-005731 | NELSON ST CLAIR
43992 | Permanently Closed | 1990-02-07 | 1959-09-18 |  | Petroleum | On road diesel | On road diesel | Emergency Power Generator | Steel | Steel |  | Painted or None | Steel |  | 1901-01-01 | None | [14 empty] | UST Currently In Use: 1; UST Temp Close: 0; AST Currently In Use: 0; AST Temp Closed: 0 | 1 | 0 | 3 | 14462-073-012077 | BELLSOUTH TELECOMM. DBA AT&T ALA.
43993 | Currently in Use |  | 1991-09-21 |  | Petroleum | Other, OFFROAD | Other | Retail | Fiberglass reinforced plastic, Single Wall | Single Wall |  |  | Fiberglass reinforced plastic, Single Wall |  |  |  | Catchment Basin, Single walled catchment basin | Flow Rest 90% Full | Flow Rest 90% Full |  |  | Continuous Automatic Tank Gauge | [8 empty] | UST Currently In Use: 5; UST Temp Close: 0; AST Currently In Use: 0; AST Temp Closed: 0 | 5 | 0 | 0 | 25265-049-015783 | LGWS/CROSS AMERICA PARTNERS
43994 | Currently in Use |  | 1991-09-21 |  | Petroleum | Premium gasoline | Premium gasoline | Retail | Fiberglass reinforced plastic, Single Wall | Single Wall |  |  | Fiberglass reinforced plastic, Single Wall |  |  |  | Catchment Basin, Single walled catchment basin | Flow Rest 90% Full | Flow Rest 90% Full |  |  | Continuous Automatic Tank Gauge |  | Automatic shutoff device (AELLD), Containment Sump | Containment Sump | [5 empty] | UST Currently In Use: 5; UST Temp Close: 0; AST Currently In Use: 0; AST Temp Closed: 0 | 5 | 0 | 0 | 25265-049-015783 | LGWS/CROSS AMERICA PARTNERS
43995 | Currently in Use |  | 1991-09-21 |  | Petroleum | Unleaded gasoline | Unleaded gasoline | Retail | Fiberglass reinforced plastic, Single Wall | Single Wall |  |  | Fiberglass reinforced plastic, Single Wall |  |  |  | Catchment Basin, Single walled catchment basin | Flow Rest 90% Full | Flow Rest 90% Full |  |  | Continuous Automatic Tank Gauge |  | Automatic shutoff device (AELLD), Containment Sump | Containment Sump | [5 empty] | UST Currently In Use: 5; UST Temp Close: 0; AST Currently In Use: 0; AST Temp Closed: 0 | 5 | 0 | 0 | 25265-049-015783 | LGWS/CROSS AMERICA PARTNERS
43996 | Currently in Use |  | 1991-09-21 |  | Petroleum | Unleaded gasoline | Unleaded gasoline | Retail | Fiberglass reinforced plastic, Single Wall | Single Wall |  |  | Fiberglass reinforced plastic, Single Wall |  |  |  | Catchment Basin, Single walled catchment basin | Flow Rest 90% Full | Flow Rest 90% Full |  |  | Continuous Automatic Tank Gauge |  | Automatic shutoff device (AELLD), Containment Sump | Containment Sump | [5 empty] | UST Currently In Use: 5; UST Temp Close: 0; AST Currently In Use: 0; AST Temp Closed: 0 | 5 | 0 | 0 | 25265-049-015783 | LGWS/CROSS AMERICA PARTNERS
43997 | Permanently Closed | 1998-12-22 | 1901-01-01 | 2000-03-07 | Petroleum | Unleaded gasoline | Unleaded gasoline | Retail | Steel | Steel |  | Painted or None | Steel |  | 1901-01-01 | [6 empty] | Statistical Inventory Reconciliation (SIR) | [8 empty] | UST Currently In Use: 0; UST Temp Close: 0; AST Currently In Use: 0; AST Temp Closed: 0 | 0 | 0 | 4 | 13892-029-015857 | POLLOCK COLLINS OIL CO INC
44000 | Permanently Closed | 1998-12-22 | 1901-01-01 | 2000-03-07 | Petroleum | Unleaded gasoline | Unleaded gasoline | Retail | Steel | Steel |  | Painted or None | Steel |  | 1901-01-01 | [6 empty] | Statistical Inventory Reconciliation (SIR) | [8 empty] | UST Currently In Use: 0; UST Temp Close: 0; AST Currently In Use: 0; AST Temp Closed: 0 | 0 | 0 | 4 | 13892-029-015857 | POLLOCK COLLINS OIL CO INC
44003 | Permanently Closed | 1998-12-22 | 1901-01-01 | 2000-03-07 | Petroleum | Unleaded gasoline | Unleaded gasoline | Retail | Steel | Steel |  | Painted or None | Steel |  | 1901-01-01 | [6 empty] | Statistical Inventory Reconciliation (SIR) | [8 empty] | UST Currently In Use: 0; UST Temp Close: 0; AST Currently In Use: 0; AST Temp Closed: 0 | 0 | 0 | 4 | 13892-029-015857 | POLLOCK COLLINS OIL CO INC
44006 | Permanently Closed | 1998-12-22 | 1901-01-01 | 2000-03-07 | Petroleum | Unleaded gasoline | Unleaded gasoline | Retail | Steel | Steel |  | Painted or None | Steel |  | 1901-01-01 | [6 empty] | Statistical Inventory Reconciliation (SIR) | [8 empty] | UST Currently In Use: 0; UST Temp Close: 0; AST Currently In Use: 0; AST Temp Closed: 0 | 0 | 0 | 4 | 13892-029-015857 | POLLOCK COLLINS OIL CO INC
44009 | Temporary Closed | 2007-03-16 | 1993-03-29 |  | Petroleum | On road diesel | On road diesel | Industrial | Steel | Steel | Coated & cathodic protection (sti-P3) |  | Fiberglass reinforced plastic |  | 1901-01-01 |  | Catchment Basin, Single walled catchment basin | Automatic shutoff device At 95% full, Flow Rest 90% Full | Flow Rest 90% Full |  |  | Continuous Automatic Tank Gauge | [8 empty] | UST Currently In Use: 0; UST Temp Close: 1; AST Currently In Use: 1; AST Temp Closed: 0 | 0 | 1 | 2 | 15043-029-002147 | TYSON FOODS, INC.
44015 | Cannot Locate or abandoned | 1999-10-27 | 1991-06-10 |  | Petroleum | Unleaded gasoline | Unleaded gasoline | Retail | Steel | Steel | Coated & cathodic protection (sti-P3) |  | Fiberglass reinforced plastic |  | 1901-01-01 | None | Catchment Basin, Single walled catchment basin | Flow Rest 90% Full | Flow Rest 90% Full | [11 empty] | UST Currently In Use: 0; UST Temp Close: 0; AST Currently In Use: 0; AST Temp Closed: 0 | 0 | 0 | 0 | 20707-113-015858 | JOAN JONES
44016 | Currently in Use |  | 1990-10-01 |  | Petroleum | Unleaded gasoline | Unleaded gasoline | Retail | Single Wall, Steel | Steel | Coated & cathodic protection (sti-P3) |  | Fiberglass reinforced plastic, Single Wall |  |  |  | Catchment Basin, Single walled catchment basin | Flow Rest 90% Full | Flow Rest 90% Full |  |  | Automatic Tank Gauge | [8 empty] | UST Currently In Use: 3; UST Temp Close: 0; AST Currently In Use: 0; AST Temp Closed: 0 | 3 | 0 | 0 | 24773-029-015859 | ROSEWOOD CORNER LLC
44019 | Currently in Use |  | 1990-10-01 |  | Petroleum | Premium gasoline | Premium gasoline | Retail | Single Wall, Steel | Steel | Coated & cathodic protection (sti-P3) |  | Fiberglass reinforced plastic, Single Wall |  |  |  | Catchment Basin, Single walled catchment basin | Flow Rest 90% Full | Flow Rest 90% Full |  |  | Automatic Tank Gauge | [8 empty] | UST Currently In Use: 3; UST Temp Close: 0; AST Currently In Use: 0; AST Temp Closed: 0 | 3 | 0 | 0 | 24773-029-015859 | ROSEWOOD CORNER LLC
44022 | Currently in Use |  | 1990-10-01 |  | Petroleum | On road diesel | On road diesel | Retail | Single Wall, Steel | Steel | Coated & cathodic protection (sti-P3) |  | Fiberglass reinforced plastic, Single Wall |  |  |  | Catchment Basin, Single walled catchment basin | Flow Rest 90% Full | Flow Rest 90% Full |  |  | Automatic Tank Gauge | [8 empty] | UST Currently In Use: 3; UST Temp Close: 0; AST Currently In Use: 0; AST Temp Closed: 0 | 3 | 0 | 0 | 24773-029-015859 | ROSEWOOD CORNER LLC
44023 | Permanently Closed | 1997-10-01 | 1993-05-20 | 1997-10-01 | Petroleum | Unleaded gasoline | Unleaded gasoline | Retail | Steel | Steel | Coated & cathodic protection (sti-P3) |  | Fiberglass reinforced plastic |  | 1901-01-01 | None | Catchment Basin, Single walled catchment basin | Flow Rest 90% Full | Flow Rest 90% Full | [11 empty] | UST Currently In Use: 0; UST Temp Close: 0; AST Currently In Use: 0; AST Temp Closed: 0 | 0 | 0 | 8 | 13966-069-004699 | R E MIMS
44024 | Currently in Use |  | 1993-05-31 |  | Petroleum | Unleaded gasoline | Unleaded gasoline | Retail | Steel | Steel | Coated & cathodic protection (sti-P3) |  | Double Wall, Fiberglass reinforced plastic |  | 2010-11-16 |  | Catchment Basin, Single walled catchment basin | Flow Rest 90% Full | Flow Rest 90% Full |  |  | Automatic Tank Gauge |  | Automatic flow restrictor (MLLD), Containment Sump | Containment Sump | Interstitial Monitoring within Secondary Containment | SENSOR TO ATG | Annual line testing, Continuous alarm system | Continuous alarm system |  | UST Currently In Use: 3; UST Temp Close: 0; AST Currently In Use: 0; AST Temp Closed: 0 | 3 | 0 | 3 | 20875-039-000078 | GITTY UP-N-GO, INC.
44025 | Currently in Use |  | 1993-05-31 |  | Petroleum | Premium gasoline | Premium gasoline | Retail | Steel | Steel | Coated & cathodic protection (sti-P3) |  | Double Wall, Fiberglass reinforced plastic |  | 2010-11-16 |  | Catchment Basin, Single walled catchment basin | Flow Rest 90% Full | Flow Rest 90% Full |  |  | Automatic Tank Gauge |  | Automatic flow restrictor (MLLD), Containment Sump | Containment Sump | Interstitial Monitoring within Secondary Containment | SENSOR TO ATG | Annual line testing, Continuous alarm system | Continuous alarm system |  | UST Currently In Use: 3; UST Temp Close: 0; AST Currently In Use: 0; AST Temp Closed: 0 | 3 | 0 | 3 | 20875-039-000078 | GITTY UP-N-GO, INC.
44026 | Currently in Use |  | 1993-05-31 |  | Petroleum | On road diesel | On road diesel | Retail | Single Wall, Steel | Steel | Coated & cathodic protection (sti-P3) |  | Double Wall, Fiberglass reinforced plastic |  | 2010-11-16 |  | Catchment Basin, Single walled catchment basin | Flow Rest 90% Full | Flow Rest 90% Full |  |  | Automatic Tank Gauge |  | Automatic flow restrictor (MLLD), Containment Sump | Containment Sump | Interstitial Monitoring within Secondary Containment | SENSOR TO ATG | Annual line testing, Continuous alarm system | Continuous alarm system |  | UST Currently In Use: 3; UST Temp Close: 0; AST Currently In Use: 0; AST Temp Closed: 0 | 3 | 0 | 3 | 20875-039-000078 | GITTY UP-N-GO, INC.
44027 | Permanently Closed | 2002-01-01 | 1993-03-01 | 2003-01-30 | Petroleum | Unleaded gasoline | Unleaded gasoline | Retail | Steel | Steel | Coated & cathodic protection (sti-P3) |  | Fiberglass reinforced plastic |  | 1901-01-01 | None | Catchment Basin, Single walled catchment basin | Flow Rest 90% Full | Flow Rest 90% Full | [11 empty] | UST Currently In Use: 0; UST Temp Close: 0; AST Currently In Use: 0; AST Temp Closed: 0 | 0 | 0 | 1 | 21424-083-015784 | D D BEASLEY
44028 | Permanently Closed | 2004-02-27 | 1993-04-01 | 2004-02-27 | Petroleum | Premium gasoline | Premium gasoline | Retail | Fiberglass reinforced plastic | Fiberglass reinforced plastic |  |  | Flexible |  | 1901-01-01 | Field installed cathodic protection | Catchment Basin, Single walled catchment basin | Flow Rest 90% Full | Flow Rest 90% Full |  |  | Automatic Tank Gauge, Statistical Inventory Reconciliation (SIR) |  |  |  | Interstitial Monitoring within Secondary Containment |  | Annual line testing, Statistical inventory reconciliation (SIR) | Statistical inventory reconciliation (SIR) |  | UST Currently In Use: 0; UST Temp Close: 0; AST Currently In Use: 0; AST Temp Closed: 0 | 0 | 0 | 9 | 14547-103-010615 | THE SPENCER COMPANIES INC
44029 | Permanently Closed | 2004-02-27 | 1993-04-01 | 2004-02-27 | Petroleum | Mid-grade gasoline | Mid-grade gasoline | Retail | Fiberglass reinforced plastic | Fiberglass reinforced plastic |  |  | Flexible |  | 1901-01-01 | Field installed cathodic protection | Catchment Basin, Single walled catchment basin | Flow Rest 90% Full | Flow Rest 90% Full |  |  | Automatic Tank Gauge, Statistical Inventory Reconciliation (SIR) |  |  |  | Interstitial Monitoring within Secondary Containment |  | Annual line testing, Statistical inventory reconciliation (SIR) | Statistical inventory reconciliation (SIR) |  | UST Currently In Use: 0; UST Temp Close: 0; AST Currently In Use: 0; AST Temp Closed: 0 | 0 | 0 | 9 | 14547-103-010615 | THE SPENCER COMPANIES INC
44030 | Permanently Closed | 2004-02-27 | 1993-04-01 | 2004-02-27 | Petroleum | Unleaded gasoline | Unleaded gasoline | Retail | Fiberglass reinforced plastic | Fiberglass reinforced plastic |  |  | Flexible |  | 1901-01-01 | Field installed cathodic protection | Catchment Basin, Single walled catchment basin | Flow Rest 90% Full | Flow Rest 90% Full |  |  | Automatic Tank Gauge, Statistical Inventory Reconciliation (SIR) |  |  |  | Interstitial Monitoring within Secondary Containment |  | Annual line testing, Statistical inventory reconciliation (SIR) | Statistical inventory reconciliation (SIR) |  | UST Currently In Use: 0; UST Temp Close: 0; AST Currently In Use: 0; AST Temp Closed: 0 | 0 | 0 | 9 | 14547-103-010615 | THE SPENCER COMPANIES INC
44032 | Permanently Closed | 2004-02-27 | 1993-04-01 | 2004-02-27 | Petroleum | On road diesel | On road diesel | Retail | Fiberglass reinforced plastic | Fiberglass reinforced plastic |  |  | Flexible |  | 1901-01-01 | Field installed cathodic protection | Catchment Basin, Single walled catchment basin | Flow Rest 90% Full | Flow Rest 90% Full |  |  | Automatic Tank Gauge, Statistical Inventory Reconciliation (SIR) |  |  |  | Interstitial Monitoring within Secondary Containment |  | Annual line testing, Statistical inventory reconciliation (SIR) | Statistical inventory reconciliation (SIR) |  | UST Currently In Use: 0; UST Temp Close: 0; AST Currently In Use: 0; AST Temp Closed: 0 | 0 | 0 | 9 | 14547-103-010615 | THE SPENCER COMPANIES INC
44033 | Permanently Closed | 2010-11-01 | 1979-01-01 | 2017-01-26 | Petroleum | Kerosene | Kerosene | Retail | Single Wall, Steel | Steel | Field installed cathodic protection |  | Single Wall, Steel |  |  | Field installed cathodic protection | Catchment Basin, Single walled catchment basin | Automatic shutoff device At 95% full | Automatic shutoff device At 95% full |  |  | Statistical Inventory Reconciliation (SIR) | [8 empty] | UST Currently In Use: 0; UST Temp Close: 0; AST Currently In Use: 0; AST Temp Closed: 0 | 0 | 0 | 5 | 12740-043-006679 | JET PEP INC.
44034 | Currently in Use |  | 1993-04-30 |  | Petroleum | Unleaded gasoline | Unleaded gasoline | Retail | Double Wall, Steel | Steel | Coated & cathodic protection (sti-P3) |  | Double Wall, Flexible | OPW |  |  | Catchment Basin, Single walled catchment basin | Automatic shutoff device At 95% full | Automatic shutoff device At 95% full | Interstitial Monitoring within Secondary Containment |  | Automatic Tank Gauge |  | Automatic shutoff device (AELLD) | Automatic shutoff device (AELLD) | [5 empty] | UST Currently In Use: 3; UST Temp Close: 0; AST Currently In Use: 0; AST Temp Closed: 0 | 3 | 0 | 0 | 20949-073-015848 | TRUSSVILLE PETRO LLC
44035 | Currently in Use |  | 1993-04-30 |  | Petroleum | Premium gasoline | Premium gasoline | Retail | Double Wall, Steel | Steel | Coated & cathodic protection (sti-P3) |  | Double Wall, Flexible | OPW |  |  | Catchment Basin, Single walled catchment basin | Automatic shutoff device At 95% full | Automatic shutoff device At 95% full | Interstitial Monitoring within Secondary Containment |  | Automatic Tank Gauge |  | Automatic shutoff device (AELLD) | Automatic shutoff device (AELLD) | [5 empty] | UST Currently In Use: 3; UST Temp Close: 0; AST Currently In Use: 0; AST Temp Closed: 0 | 3 | 0 | 0 | 20949-073-015848 | TRUSSVILLE PETRO LLC
44036 | Currently in Use |  | 1993-04-30 |  | Petroleum | On road diesel | On road diesel | Retail | Double Wall, Steel | Steel | Coated & cathodic protection (sti-P3) |  | Double Wall, Flexible | OPW |  |  | Catchment Basin, Single walled catchment basin | Automatic shutoff device At 95% full | Automatic shutoff device At 95% full | Interstitial Monitoring within Secondary Containment |  | Automatic Tank Gauge |  | Automatic shutoff device (AELLD) | Automatic shutoff device (AELLD) | [5 empty] | UST Currently In Use: 3; UST Temp Close: 0; AST Currently In Use: 0; AST Temp Closed: 0 | 3 | 0 | 0 | 20949-073-015848 | TRUSSVILLE PETRO LLC
44037 | Currently in Use | 2021-06-01 | 1992-09-16 |  | Petroleum | On road diesel | On road diesel | Retail | Fiberglass reinforced plastic | Fiberglass reinforced plastic |  |  | Fiberglass reinforced plastic |  | 1901-01-01 |  | Catchment Basin, Single walled catchment basin | Audible high level alarm At 90% full, Automatic shutoff device At 95% full | Automatic shutoff device At 95% full |  |  | Continuous Automatic Tank Gauge |  | Automatic flow restrictor (MLLD), Containment Sump | Containment Sump |  |  | Annual line testing | Annual line testing |  | UST Currently In Use: 4; UST Temp Close: 0; AST Currently In Use: 0; AST Temp Closed: 0 | 4 | 0 | 3 | 24611-081-009042 | 280 BC LLC
44040 | Currently in Use | 2021-06-01 | 1992-09-16 |  | Petroleum | Premium gasoline | Premium gasoline | Retail | Fiberglass reinforced plastic | Fiberglass reinforced plastic |  |  | Fiberglass reinforced plastic |  | 1901-01-01 |  | Catchment Basin, Single walled catchment basin | Audible high level alarm At 90% full, Automatic shutoff device At 95% full | Automatic shutoff device At 95% full |  |  | Continuous Automatic Tank Gauge |  | Automatic flow restrictor (MLLD), Containment Sump | Containment Sump |  |  | Annual line testing | Annual line testing |  | UST Currently In Use: 4; UST Temp Close: 0; AST Currently In Use: 0; AST Temp Closed: 0 | 4 | 0 | 3 | 24611-081-009042 | 280 BC LLC
44043 | Currently in Use | 2021-06-01 | 1992-09-16 |  | Petroleum | On road diesel | On road diesel | Retail | Fiberglass reinforced plastic | Fiberglass reinforced plastic |  |  | Fiberglass reinforced plastic |  | 1901-01-01 |  | Catchment Basin, Single walled catchment basin | Audible high level alarm At 90% full, Automatic shutoff device At 95% full | Automatic shutoff device At 95% full |  |  | Continuous Automatic Tank Gauge |  | Automatic flow restrictor (MLLD), Containment Sump | Containment Sump |  |  | Annual line testing | Annual line testing |  | UST Currently In Use: 4; UST Temp Close: 0; AST Currently In Use: 0; AST Temp Closed: 0 | 4 | 0 | 3 | 24611-081-009042 | 280 BC LLC
44044 | Permanently Closed | 2002-12-01 | 1993-05-21 | 2014-03-21 | Petroleum | Other, SOLVENT | Other | Industrial | Double Wall, Steel, DBL WALL | Steel | Coated & cathodic protection (sti-P3) |  | Other, ABOVEGRND |  |  |  | Catchment Basin, Single walled catchment basin | Audible high level alarm At 90% full | Audible high level alarm At 90% full | Interstitial Monitoring within Secondary Containment | MANUAL/VISUAL CHECK | [9 empty] | UST Currently In Use: 5; UST Temp Close: 0; AST Currently In Use: 8; AST Temp Closed: 0 | 5 | 0 | 34 | 14817-097-011471 | CONTINENTAL MOTORS, INC.
44045 | Permanently Closed | 1996-06-08 | 1993-05-21 | 2014-03-24 | Petroleum | Aviation fuel (JP-4; etc.) | Aviation fuel (JP-4; etc.) | Industrial | Double Wall, Steel, DBL WALL | Steel | Coated & cathodic protection (sti-P3) |  | Other, ABOVEGRND |  |  |  | Catchment Basin, Single walled catchment basin | Audible high level alarm At 90% full | Audible high level alarm At 90% full | Interstitial Monitoring within Secondary Containment | MANUAL/VISUAL CHECK |  |  | Other, ABOVEGRND | Other |  |  | Other, ABOVEGRND | Other |  | UST Currently In Use: 5; UST Temp Close: 0; AST Currently In Use: 8; AST Temp Closed: 0 | 5 | 0 | 34 | 14817-097-011471 | CONTINENTAL MOTORS, INC.
44046 | Currently in Use |  | 1992-10-22 |  | Petroleum | Mid-grade gasoline | Mid-grade gasoline | Retail | Steel | Steel | Coated & cathodic protection (sti-P3) |  | Fiberglass reinforced plastic |  |  | Other, FLXS ISOLA | Catchment Basin, Single walled catchment basin | Flow Rest 90% Full | Flow Rest 90% Full |  |  | Statistical Inventory Reconciliation (SIR) |  | Automatic flow restrictor (MLLD), Containment Sump | Containment Sump | Interstitial Monitoring within Secondary Containment |  | Statistical inventory reconciliation (SIR) | Statistical inventory reconciliation (SIR) |  | UST Currently In Use: 3; UST Temp Close: 0; AST Currently In Use: 0; AST Temp Closed: 0 | 3 | 0 | 2 | 14681-013-010543 | STERLING OIL COMPANY, INC.
44047 | Currently in Use |  | 1992-10-22 |  | Petroleum | Premium gasoline | Premium gasoline | Retail | Steel | Steel | Coated & cathodic protection (sti-P3) |  | Fiberglass reinforced plastic |  |  | Other, FLXS ISOLA | Catchment Basin, Single walled catchment basin | Flow Rest 90% Full | Flow Rest 90% Full |  |  | Statistical Inventory Reconciliation (SIR) |  | Automatic flow restrictor (MLLD), Containment Sump | Containment Sump | Interstitial Monitoring within Secondary Containment |  | Statistical inventory reconciliation (SIR) | Statistical inventory reconciliation (SIR) |  | UST Currently In Use: 3; UST Temp Close: 0; AST Currently In Use: 0; AST Temp Closed: 0 | 3 | 0 | 2 | 14681-013-010543 | STERLING OIL COMPANY, INC.
44048 | Currently in Use |  | 1992-04-30 |  | Petroleum | On road diesel | On road diesel | Emergency Power Generator, State/Federal Government | Single Wall, Steel | Steel | Coated & cathodic protection (sti-P3) |  | Single Wall, COPPER |  |  |  | Catchment Basin, Single walled catchment basin | Audible high level alarm At 90% full, Automatic shutoff device At 95% full | Automatic shutoff device At 95% full | Interstitial Monitoring within Secondary Containment | SENSOR TO ATG | Automatic Tank Gauge | [5 empty] | Other, EXEMPT | Other |  | UST Currently In Use: 1; UST Temp Close: 0; AST Currently In Use: 0; AST Temp Closed: 0 | 1 | 0 | 0 | 16273-073-015849 | UAB DEPT. HEALTH & SAFETY
44049 | Temporary Closed | 2016-10-01 | 1993-05-06 |  | Petroleum | Unleaded gasoline | Unleaded gasoline | Retail | Single Wall, Steel | Steel | Coated & cathodic protection (sti-P3) |  | Double Wall, Fiberglass reinforced plastic |  |  |  | Catchment Basin, Single walled catchment basin | Flow Rest 90% Full | Flow Rest 90% Full |  |  | Continuous Automatic Tank Gauge |  | Automatic flow restrictor (MLLD), Containment Sump | Containment Sump | Interstitial Monitoring within Secondary Containment | SENSOR TO ATG |  |  |  | UST Currently In Use: 0; UST Temp Close: 4; AST Currently In Use: 0; AST Temp Closed: 0 | 0 | 4 | 0 | 13526-043-015900 | MOORE OIL COMPANY, INC.
44050 | Temporary Closed | 2016-10-01 | 1993-05-06 |  | Petroleum | Unleaded gasoline | Unleaded gasoline | Retail | Single Wall, Steel | Steel | Coated & cathodic protection (sti-P3) |  | Double Wall, Fiberglass reinforced plastic |  |  |  | Catchment Basin, Single walled catchment basin | Flow Rest 90% Full | Flow Rest 90% Full |  |  | Continuous Automatic Tank Gauge |  | Automatic flow restrictor (MLLD), Containment Sump | Containment Sump | Interstitial Monitoring within Secondary Containment | SENSOR TO ATG |  |  |  | UST Currently In Use: 0; UST Temp Close: 4; AST Currently In Use: 0; AST Temp Closed: 0 | 0 | 4 | 0 | 13526-043-015900 | MOORE OIL COMPANY, INC.
44051 | Temporary Closed | 2016-10-01 | 1993-05-06 |  | Petroleum | Premium gasoline | Premium gasoline | Retail | Single Wall, Steel | Steel | Coated & cathodic protection (sti-P3) |  | Double Wall, Fiberglass reinforced plastic |  |  |  | Catchment Basin, Single walled catchment basin | Flow Rest 90% Full | Flow Rest 90% Full |  |  | Continuous Automatic Tank Gauge |  | Automatic flow restrictor (MLLD), Containment Sump | Containment Sump | Interstitial Monitoring within Secondary Containment | SENSOR TO ATG |  |  |  | UST Currently In Use: 0; UST Temp Close: 4; AST Currently In Use: 0; AST Temp Closed: 0 | 0 | 4 | 0 | 13526-043-015900 | MOORE OIL COMPANY, INC.
44052 | Temporary Closed | 2016-10-01 | 1993-05-06 |  | Petroleum | On road diesel | On road diesel | Retail | Single Wall, Steel | Steel | Coated & cathodic protection (sti-P3) |  | Double Wall, Fiberglass reinforced plastic, DBWALL |  |  |  | Catchment Basin, Single walled catchment basin | Flow Rest 90% Full | Flow Rest 90% Full |  |  | Continuous Automatic Tank Gauge |  | Automatic flow restrictor (MLLD), Containment Sump | Containment Sump | Interstitial Monitoring within Secondary Containment | SENSOR TO ATG |  |  |  | UST Currently In Use: 0; UST Temp Close: 4; AST Currently In Use: 0; AST Temp Closed: 0 | 0 | 4 | 0 | 13526-043-015900 | MOORE OIL COMPANY, INC.
44053 | Permanently Closed | 2013-12-03 | 1993-06-09 | 2014-01-21 | Petroleum | Unleaded gasoline | Unleaded gasoline | Retail | Steel | Steel | Coated & cathodic protection (sti-P3) |  | Fiberglass reinforced plastic |  |  |  | Catchment Basin, Single walled catchment basin | Flow Rest 90% Full | Flow Rest 90% Full |  |  | Statistical Inventory Reconciliation (SIR) | [5 empty] | Statistical inventory reconciliation (SIR) | Statistical inventory reconciliation (SIR) |  | UST Currently In Use: 1; UST Temp Close: 0; AST Currently In Use: 0; AST Temp Closed: 0 | 1 | 0 | 6 | 22198-047-004540 | STORE ASSOCIATES, LLC
44054 | Permanently Closed | 2013-12-03 | 1993-06-09 | 2014-01-21 | Petroleum | Unleaded gasoline | Unleaded gasoline | Retail | Steel | Steel | Coated & cathodic protection (sti-P3) |  | Fiberglass reinforced plastic |  |  |  | Catchment Basin, Single walled catchment basin | Flow Rest 90% Full | Flow Rest 90% Full |  |  | Statistical Inventory Reconciliation (SIR) | [5 empty] | Statistical inventory reconciliation (SIR) | Statistical inventory reconciliation (SIR) |  | UST Currently In Use: 1; UST Temp Close: 0; AST Currently In Use: 0; AST Temp Closed: 0 | 1 | 0 | 6 | 22198-047-004540 | STORE ASSOCIATES, LLC
44055 | Permanently Closed | 2013-12-03 | 1993-06-09 | 2014-01-21 | Petroleum | Unleaded gasoline | Unleaded gasoline | Retail | Steel | Steel | Coated & cathodic protection (sti-P3) |  | Fiberglass reinforced plastic |  |  |  | Catchment Basin, Single walled catchment basin | Flow Rest 90% Full | Flow Rest 90% Full |  |  | Statistical Inventory Reconciliation (SIR) | [5 empty] | Statistical inventory reconciliation (SIR) | Statistical inventory reconciliation (SIR) |  | UST Currently In Use: 1; UST Temp Close: 0; AST Currently In Use: 0; AST Temp Closed: 0 | 1 | 0 | 6 | 22198-047-004540 | STORE ASSOCIATES, LLC
44056 | Permanently Closed | 1996-12-01 | 1993-05-01 | 1997-02-18 | Petroleum | Unleaded gasoline | Unleaded gasoline | Local Government, Retail | Steel | Steel | Coated & cathodic protection (sti-P3) |  | Fiberglass reinforced plastic |  | 1901-01-01 | None | Catchment Basin, Single walled catchment basin | Flow Rest 90% Full | Flow Rest 90% Full |  |  | Statistical Inventory Reconciliation (SIR) | [8 empty] | UST Currently In Use: 2; UST Temp Close: 0; AST Currently In Use: 0; AST Temp Closed: 0 | 2 | 0 | 3 | 15028-125-015734 | TUSCALOOSA CO. COMMISSION PUB. WORKS
44057 | Permanently Closed | 1996-12-01 | 1993-05-01 | 1997-02-18 | Petroleum | On road diesel | On road diesel | Local Government, Retail | Steel | Steel | Coated & cathodic protection (sti-P3) |  | Fiberglass reinforced plastic |  | 1901-01-01 | None | Catchment Basin, Single walled catchment basin | Flow Rest 90% Full | Flow Rest 90% Full |  |  | Statistical Inventory Reconciliation (SIR) | [8 empty] | UST Currently In Use: 2; UST Temp Close: 0; AST Currently In Use: 0; AST Temp Closed: 0 | 2 | 0 | 3 | 15028-125-015734 | TUSCALOOSA CO. COMMISSION PUB. WORKS
44058 | Permanently Closed | 1996-12-01 | 1901-01-01 | 1997-02-18 | Petroleum | Other, MISREGIST | Other | Local Government, Retail | Steel | Steel | Coated & cathodic protection (sti-P3) |  | Fiberglass reinforced plastic |  | 1901-01-01 | None | Catchment Basin, Single walled catchment basin | Flow Rest 90% Full | Flow Rest 90% Full |  |  | Statistical Inventory Reconciliation (SIR) | [8 empty] | UST Currently In Use: 2; UST Temp Close: 0; AST Currently In Use: 0; AST Temp Closed: 0 | 2 | 0 | 3 | 15028-125-015734 | TUSCALOOSA CO. COMMISSION PUB. WORKS
44059 | Currently in Use |  | 1992-12-23 |  | Petroleum | Other, CONV | Other | Retail | Steel | Steel | Coated & cathodic protection (sti-P3) |  | Fiberglass reinforced plastic |  |  |  | Catchment Basin, Single walled catchment basin | Flow Rest 90% Full | Flow Rest 90% Full |  |  | Automatic Tank Gauge |  | Automatic flow restrictor (MLLD) | Automatic flow restrictor (MLLD) |  |  | Annual line testing | Annual line testing |  | UST Currently In Use: 5; UST Temp Close: 0; AST Currently In Use: 0; AST Temp Closed: 0 | 5 | 0 | 4 | 12409-069-011979 | Tim Shirley
44060 | Permanently Closed | 2018-05-11 | 1993-05-01 | 2018-05-11 | Petroleum | Unleaded gasoline | Unleaded gasoline | Retail | Steel | Steel | Coated & cathodic protection (sti-P3) |  | Fiberglass reinforced plastic |  |  |  | Catchment Basin, Single walled catchment basin | Automatic shutoff device At 95% full | Automatic shutoff device At 95% full |  |  | Statistical Inventory Reconciliation (SIR) | [5 empty] | Statistical inventory reconciliation (SIR) | Statistical inventory reconciliation (SIR) |  | UST Currently In Use: 0; UST Temp Close: 0; AST Currently In Use: 0; AST Temp Closed: 0 | 0 | 0 | 3 | 22176-097-015786 | Circle K Stores, Inc.
44061 | Permanently Closed | 2018-05-11 | 1993-05-01 | 2018-05-11 | Petroleum | Mid-grade gasoline | Mid-grade gasoline | Retail | Steel | Steel | Coated & cathodic protection (sti-P3) |  | Fiberglass reinforced plastic |  |  |  | Catchment Basin, Single walled catchment basin | Automatic shutoff device At 95% full | Automatic shutoff device At 95% full |  |  | Statistical Inventory Reconciliation (SIR) | [5 empty] | Statistical inventory reconciliation (SIR) | Statistical inventory reconciliation (SIR) |  | UST Currently In Use: 0; UST Temp Close: 0; AST Currently In Use: 0; AST Temp Closed: 0 | 0 | 0 | 3 | 22176-097-015786 | Circle K Stores, Inc.
44062 | Permanently Closed | 2018-05-11 | 1993-05-01 | 2018-05-11 | Petroleum | Premium gasoline | Premium gasoline | Retail | Steel | Steel | Coated & cathodic protection (sti-P3) |  | Fiberglass reinforced plastic |  |  |  | Catchment Basin, Single walled catchment basin | Automatic shutoff device At 95% full | Automatic shutoff device At 95% full |  |  | Statistical Inventory Reconciliation (SIR) | [5 empty] | Statistical inventory reconciliation (SIR) | Statistical inventory reconciliation (SIR) |  | UST Currently In Use: 0; UST Temp Close: 0; AST Currently In Use: 0; AST Temp Closed: 0 | 0 | 0 | 3 | 22176-097-015786 | Circle K Stores, Inc.
44063 | Currently in Use |  | 1990-07-01 |  | Petroleum | Unleaded gasoline | Unleaded gasoline | Retail | Steel | Steel | Coated & cathodic protection (sti-P3) |  | Double Wall, Steel |  |  | Isolated or Above Ground | Catchment Basin, Single walled catchment basin | Flow Rest 90% Full | Flow Rest 90% Full |  |  | Continuous Automatic Tank Gauge |  | Automatic flow restrictor (MLLD) | Automatic flow restrictor (MLLD) |  |  | Annual line testing | Annual line testing |  | UST Currently In Use: 3; UST Temp Close: 0; AST Currently In Use: 0; AST Temp Closed: 0 | 3 | 0 | 3 | 15420-123-013522 | MAPCO EXPRESS, LLC
44066 | Currently in Use |  | 1990-07-01 |  | Petroleum | On road diesel | On road diesel | Retail | Steel | Steel | Coated & cathodic protection (sti-P3) |  | Double Wall, Steel |  |  | Isolated or Above Ground | Catchment Basin, Single walled catchment basin | Flow Rest 90% Full | Flow Rest 90% Full |  |  | Continuous Automatic Tank Gauge |  | Automatic shutoff device (AELLD) | Automatic shutoff device (AELLD) | [5 empty] | UST Currently In Use: 3; UST Temp Close: 0; AST Currently In Use: 0; AST Temp Closed: 0 | 3 | 0 | 3 | 15420-123-013522 | MAPCO EXPRESS, LLC
44069 | Currently in Use |  | 1990-07-01 |  | Petroleum | Premium gasoline | Premium gasoline | Retail | Steel | Steel | Coated & cathodic protection (sti-P3) |  | Double Wall, Steel |  |  | Isolated or Above Ground | Catchment Basin, Single walled catchment basin | Automatic shutoff device At 95% full, Flow Rest 90% Full | Flow Rest 90% Full |  |  | Continuous Automatic Tank Gauge |  | Automatic shutoff device (AELLD) | Automatic shutoff device (AELLD) | [5 empty] | UST Currently In Use: 3; UST Temp Close: 0; AST Currently In Use: 0; AST Temp Closed: 0 | 3 | 0 | 3 | 15420-123-013522 | MAPCO EXPRESS, LLC
44070 | Currently in Use |  | 1993-06-17 |  | Petroleum | On road diesel | On road diesel | Retail | Single Wall, Steel | Steel | Coated & cathodic protection (sti-P3), Field installed cathodic protection |  | Fiberglass reinforced plastic, Single Wall |  |  |  | Catchment Basin, Single walled catchment basin | Automatic shutoff device At 95% full, Flow Rest 90% Full | Flow Rest 90% Full |  |  | Automatic Tank Gauge | [8 empty] | UST Currently In Use: 4; UST Temp Close: 0; AST Currently In Use: 1; AST Temp Closed: 0 | 4 | 0 | 3 | 23319-057-005883 | JIMMY HOCUTT
44071 | Currently in Use |  | 1990-01-01 |  | Petroleum | Premium gasoline | Premium gasoline | Retail | Single Wall, Steel | Steel | Coated & cathodic protection (sti-P3), Field installed cathodic protection |  | Fiberglass reinforced plastic, Single Wall |  |  |  | Catchment Basin, Single walled catchment basin | Automatic shutoff device At 95% full | Automatic shutoff device At 95% full |  |  | Statistical Inventory Reconciliation (SIR) |  | Automatic flow restrictor (MLLD) | Automatic flow restrictor (MLLD) |  |  | Statistical inventory reconciliation (SIR) | Statistical inventory reconciliation (SIR) |  | UST Currently In Use: 3; UST Temp Close: 0; AST Currently In Use: 1; AST Temp Closed: 0 | 3 | 0 | 0 | 24615-049-014771 | JIGNESH AMIN
44072 | Currently in Use |  | 1993-03-26 |  | Petroleum | Unleaded gasoline | Unleaded gasoline | Retail | Single Wall, Steel | Steel | Coated & cathodic protection (sti-P3) |  | Flexible, Single Wall | SA&TCI |  |  | Catchment Basin, Single walled catchment basin | Flow Rest 90% Full | Flow Rest 90% Full |  |  | Continuous Automatic Tank Gauge |  | Automatic shutoff device (AELLD), Containment Sump | Containment Sump | [5 empty] | UST Currently In Use: 3; UST Temp Close: 0; AST Currently In Use: 0; AST Temp Closed: 0 | 3 | 0 | 0 | 22069-121-015860 | SAM'S PROPERTIES LLC
44075 | Currently in Use |  | 1993-03-26 |  | Petroleum | Premium gasoline | Premium gasoline | Retail | Single Wall, Steel | Steel | Coated & cathodic protection (sti-P3) |  | Flexible, Single Wall | SA&TCI |  |  | Catchment Basin, Single walled catchment basin | Flow Rest 90% Full | Flow Rest 90% Full |  |  | Continuous Automatic Tank Gauge |  | Automatic shutoff device (AELLD), Containment Sump | Containment Sump | [5 empty] | UST Currently In Use: 3; UST Temp Close: 0; AST Currently In Use: 0; AST Temp Closed: 0 | 3 | 0 | 0 | 22069-121-015860 | SAM'S PROPERTIES LLC
44078 | Currently in Use |  | 1993-03-26 |  | Petroleum | On road diesel | On road diesel | Retail | Single Wall, Steel | Steel | Coated & cathodic protection (sti-P3) |  | Flexible, Single Wall | SA&TCI |  |  | Catchment Basin, Single walled catchment basin | Flow Rest 90% Full | Flow Rest 90% Full |  |  | Continuous Automatic Tank Gauge |  | Automatic shutoff device (AELLD), Containment Sump | Containment Sump | [5 empty] | UST Currently In Use: 3; UST Temp Close: 0; AST Currently In Use: 0; AST Temp Closed: 0 | 3 | 0 | 0 | 22069-121-015860 | SAM'S PROPERTIES LLC
44079 | Currently in Use |  | 1985-11-25 |  | Petroleum | Unleaded gasoline | Unleaded gasoline | Retail | Fiberglass reinforced plastic, Single Wall | Single Wall |  |  | Double Wall, Flexible, XP-150 | APT | 2015-05-01 |  | Catchment Basin, Single walled catchment basin | Automatic shutoff device At 95% full | Automatic shutoff device At 95% full |  |  | Continuous Automatic Tank Gauge |  | Automatic flow restrictor (MLLD), Containment Sump | Containment Sump | Interstitial Monitoring within Secondary Containment | MANUAL/VISUAL CHECK |  |  |  | UST Currently In Use: 3; UST Temp Close: 0; AST Currently In Use: 0; AST Temp Closed: 0 | 3 | 0 | 0 | 22727-073-000593 | MNA INC
44080 | Currently in Use |  | 1985-11-25 |  | Petroleum | Premium gasoline | Premium gasoline | Retail | Fiberglass reinforced plastic, Single Wall | Single Wall |  |  | Double Wall, Flexible, XP-150 | APT | 2015-05-01 |  | Catchment Basin, Single walled catchment basin | Automatic shutoff device At 95% full | Automatic shutoff device At 95% full |  |  | Continuous Automatic Tank Gauge |  | Automatic flow restrictor (MLLD), Containment Sump | Containment Sump | Interstitial Monitoring within Secondary Containment | MANUAL/VISUAL CHECK |  |  |  | UST Currently In Use: 3; UST Temp Close: 0; AST Currently In Use: 0; AST Temp Closed: 0 | 3 | 0 | 0 | 22727-073-000593 | MNA INC
44081 | Currently in Use |  | 1985-11-25 |  | Petroleum | On road diesel | On road diesel | Retail | Fiberglass reinforced plastic, Single Wall | Single Wall |  |  | Double Wall, Flexible, XP-150 | APT | 2015-05-01 |  | Catchment Basin, Single walled catchment basin | Automatic shutoff device At 95% full | Automatic shutoff device At 95% full |  |  | Continuous Automatic Tank Gauge |  | Automatic flow restrictor (MLLD), Containment Sump | Containment Sump | Interstitial Monitoring within Secondary Containment | MANUAL/VISUAL CHECK |  |  |  | UST Currently In Use: 3; UST Temp Close: 0; AST Currently In Use: 0; AST Temp Closed: 0 | 3 | 0 | 0 | 22727-073-000593 | MNA INC
44082 | Permanently Closed | 1998-10-19 | 1984-07-01 | 1998-10-19 | Petroleum | Unleaded gasoline | Unleaded gasoline | Retail | Steel | Steel | Coated & cathodic protection (sti-P3) |  | Steel |  | 1901-01-01 | [15 empty] | UST Currently In Use: 0; UST Temp Close: 0; AST Currently In Use: 0; AST Temp Closed: 0 | 0 | 0 | 3 | 16380-015-015735 | J M MCNABB DBA MUTUAL ENTERPRISES
44083 | Permanently Closed | 1998-10-19 | 1984-07-01 | 1998-10-19 | Petroleum | Unleaded gasoline | Unleaded gasoline | Retail | Steel | Steel | Coated & cathodic protection (sti-P3) |  | Steel |  | 1901-01-01 | [15 empty] | UST Currently In Use: 0; UST Temp Close: 0; AST Currently In Use: 0; AST Temp Closed: 0 | 0 | 0 | 3 | 16380-015-015735 | J M MCNABB DBA MUTUAL ENTERPRISES
44084 | Permanently Closed | 1998-10-19 | 1984-07-01 | 1998-10-19 | Petroleum | Unleaded gasoline | Unleaded gasoline | Retail | Steel | Steel | Coated & cathodic protection (sti-P3) |  | Steel |  | 1901-01-01 | [15 empty] | UST Currently In Use: 0; UST Temp Close: 0; AST Currently In Use: 0; AST Temp Closed: 0 | 0 | 0 | 3 | 16380-015-015735 | J M MCNABB DBA MUTUAL ENTERPRISES
44085 | Currently in Use |  | 1993-06-23 |  | Petroleum | Unleaded gasoline | Unleaded gasoline | Retail | Fiberglass reinforced plastic, Single Wall | Single Wall |  |  | Double Wall, Flexible |  | 1901-01-01 |  | Catchment Basin, Single walled catchment basin | Flow Rest 90% Full | Flow Rest 90% Full |  |  | Continuous Automatic Tank Gauge |  | Automatic flow restrictor (MLLD), Containment Sump | Containment Sump |  |  | Annual line testing | Annual line testing |  | UST Currently In Use: 3; UST Temp Close: 0; AST Currently In Use: 0; AST Temp Closed: 0 | 3 | 0 | 0 | 25643-115-015736 | CENTRAL ALABAMA COMMERCIAL PROP. LLC
44086 | Currently in Use |  | 1993-06-23 |  | Petroleum | Mid-grade gasoline | Mid-grade gasoline | Retail | Fiberglass reinforced plastic, Single Wall, 4M/6P | Single Wall |  |  | Double Wall, Flexible |  | 1901-01-01 |  | Catchment Basin, Single walled catchment basin | Flow Rest 90% Full | Flow Rest 90% Full |  |  | Continuous Automatic Tank Gauge |  | Automatic flow restrictor (MLLD), Containment Sump | Containment Sump |  |  | Annual line testing | Annual line testing |  | UST Currently In Use: 3; UST Temp Close: 0; AST Currently In Use: 0; AST Temp Closed: 0 | 3 | 0 | 0 | 25643-115-015736 | CENTRAL ALABAMA COMMERCIAL PROP. LLC
44087 | Currently in Use |  | 1993-06-23 |  | Petroleum | On road diesel | On road diesel | Retail | Fiberglass reinforced plastic, Single Wall | Single Wall |  |  | Double Wall, Flexible |  | 1901-01-01 |  | Catchment Basin, Single walled catchment basin | Flow Rest 90% Full | Flow Rest 90% Full |  |  | Continuous Automatic Tank Gauge |  | Automatic flow restrictor (MLLD), Containment Sump | Containment Sump |  |  | Annual line testing | Annual line testing |  | UST Currently In Use: 3; UST Temp Close: 0; AST Currently In Use: 0; AST Temp Closed: 0 | 3 | 0 | 0 | 25643-115-015736 | CENTRAL ALABAMA COMMERCIAL PROP. LLC
44088 | Permanently Closed | 1994-05-27 | 1986-06-01 | 1994-05-27 | Petroleum | Aviation fuel (JP-4; etc.) | Aviation fuel (JP-4; etc.) | Retail, State/Federal Government | Steel | Steel |  |  | Steel |  | 1901-01-01 | [15 empty] | UST Currently In Use: 0; UST Temp Close: 0; AST Currently In Use: 2; AST Temp Closed: 0 | 0 | 0 | 2 | 18161-089-015787 | THE MADISON CO EXECUTIVE AIRPORT
44089 | Temporary Closed | 2019-01-10 | 1993-05-01 |  | Petroleum | Unleaded gasoline | Unleaded gasoline | Retail | Steel | Steel | Coated & cathodic protection (sti-P3) |  | Steel |  | 1901-01-01 | Field installed cathodic protection | Catchment Basin, Single walled catchment basin | Automatic shutoff device At 95% full | Automatic shutoff device At 95% full |  |  | Statistical Inventory Reconciliation (SIR) | [8 empty] | UST Currently In Use: 0; UST Temp Close: 2; AST Currently In Use: 0; AST Temp Closed: 0 | 0 | 2 | 2 | 23872-057-006317 | STANLEY BEAVERS
44090 | Currently in Use |  | 1993-03-12 |  | Petroleum | Unleaded gasoline | Unleaded gasoline | Retail | Steel | Steel | Coated & cathodic protection (sti-P3) |  | Fiberglass reinforced plastic |  |  |  | Catchment Basin, Single walled catchment basin | Flow Rest 90% Full | Flow Rest 90% Full |  |  | Automatic Tank Gauge |  | Automatic flow restrictor (MLLD) | Automatic flow restrictor (MLLD) |  |  | Annual line testing | Annual line testing |  | UST Currently In Use: 1; UST Temp Close: 1; AST Currently In Use: 0; AST Temp Closed: 0 | 1 | 1 | 5 | 16290-097-001093 | BILLY BUI HILL
44093 | Temporary Closed | 2024-10-01 | 1993-03-12 |  | Petroleum | Premium gasoline | Premium gasoline | Retail | Steel | Steel | Coated & cathodic protection (sti-P3) |  | Fiberglass reinforced plastic |  |  |  | Catchment Basin, Single walled catchment basin | Flow Rest 90% Full | Flow Rest 90% Full |  |  | Automatic Tank Gauge |  | Automatic flow restrictor (MLLD) | Automatic flow restrictor (MLLD) |  |  | Annual line testing | Annual line testing |  | UST Currently In Use: 1; UST Temp Close: 1; AST Currently In Use: 0; AST Temp Closed: 0 | 1 | 1 | 5 | 16290-097-001093 | BILLY BUI HILL
44094 | Currently in Use |  | 1993-08-01 |  | Petroleum | Unleaded gasoline | Unleaded gasoline | Retail | Fiberglass coated steel | Fiberglass coated steel |  |  | Flexible |  | 1901-01-01 |  | Catchment Basin, Single walled catchment basin | Flow Rest 90% Full | Flow Rest 90% Full |  |  | Continuous Automatic Tank Gauge, Statistical Inventory Reconciliation (SIR) |  | Automatic flow restrictor (MLLD) | Automatic flow restrictor (MLLD) |  |  | Annual line testing, Statistical inventory reconciliation (SIR) | Statistical inventory reconciliation (SIR) |  | UST Currently In Use: 4; UST Temp Close: 0; AST Currently In Use: 0; AST Temp Closed: 0 | 4 | 0 | 0 | 25114-089-015788 | RJD QUICK STOP, INC.
44095 | Currently in Use |  | 1993-08-01 |  | Petroleum | Premium gasoline | Premium gasoline | Retail | Fiberglass coated steel | Fiberglass coated steel |  |  | Flexible |  | 1901-01-01 |  | Catchment Basin, Single walled catchment basin | Flow Rest 90% Full | Flow Rest 90% Full |  |  | Continuous Automatic Tank Gauge, Statistical Inventory Reconciliation (SIR) |  | Automatic flow restrictor (MLLD) | Automatic flow restrictor (MLLD) |  |  | Annual line testing, Statistical inventory reconciliation (SIR) | Statistical inventory reconciliation (SIR) |  | UST Currently In Use: 4; UST Temp Close: 0; AST Currently In Use: 0; AST Temp Closed: 0 | 4 | 0 | 0 | 25114-089-015788 | RJD QUICK STOP, INC.
44096 | Currently in Use |  | 1993-08-01 |  | Petroleum | Unleaded gasoline | Unleaded gasoline | Retail | Fiberglass coated steel | Fiberglass coated steel |  |  | Flexible |  | 1901-01-01 |  | Catchment Basin, Single walled catchment basin | Flow Rest 90% Full | Flow Rest 90% Full |  |  | Continuous Automatic Tank Gauge, Statistical Inventory Reconciliation (SIR) |  | Automatic flow restrictor (MLLD) | Automatic flow restrictor (MLLD) |  |  | Annual line testing, Statistical inventory reconciliation (SIR) | Statistical inventory reconciliation (SIR) |  | UST Currently In Use: 4; UST Temp Close: 0; AST Currently In Use: 0; AST Temp Closed: 0 | 4 | 0 | 0 | 25114-089-015788 | RJD QUICK STOP, INC.
44097 | Currently in Use |  | 1993-08-01 |  | Petroleum | Kerosene | Kerosene | Retail | Fiberglass coated steel | Fiberglass coated steel |  |  | Flexible |  | 1901-01-01 |  | Catchment Basin, Single walled catchment basin | Flow Rest 90% Full | Flow Rest 90% Full |  |  | Continuous Automatic Tank Gauge, Statistical Inventory Reconciliation (SIR) |  | Automatic flow restrictor (MLLD) | Automatic flow restrictor (MLLD) |  |  | Annual line testing, Statistical inventory reconciliation (SIR) | Statistical inventory reconciliation (SIR) |  | UST Currently In Use: 4; UST Temp Close: 0; AST Currently In Use: 0; AST Temp Closed: 0 | 4 | 0 | 0 | 25114-089-015788 | RJD QUICK STOP, INC.
44098 | Permanently Closed | 1998-03-01 | 1974-01-01 | 1998-03-25 | Petroleum | On road diesel | On road diesel | Bulk facility | Steel | Steel |  |  | Fiberglass reinforced plastic |  | 1901-01-01 |  |  | Flow Rest 90% Full | Flow Rest 90% Full | [8 empty] | Annual line testing | Annual line testing |  | UST Currently In Use: 0; UST Temp Close: 0; AST Currently In Use: 0; AST Temp Closed: 0 | 0 | 0 | 5 | 15326-103-002505 | WAYNE POULTRY DIV CONTIN GRAIN CO
44099 | Permanently Closed | 2010-10-26 | 1993-07-28 | 2012-10-26 | Petroleum | Unleaded gasoline | Unleaded gasoline | Industrial | Steel | Steel | Coated & cathodic protection (sti-P3) |  | Fiberglass reinforced plastic |  |  | Other, FLXS ISOLA | Catchment Basin, Single walled catchment basin | Automatic shutoff device At 95% full | Automatic shutoff device At 95% full |  |  | Statistical Inventory Reconciliation (SIR) | [8 empty] | UST Currently In Use: 0; UST Temp Close: 0; AST Currently In Use: 0; AST Temp Closed: 0 | 0 | 0 | 2 | 17209-097-015272 | CIMCO REFRIGERATION INC
44100 | Currently in Use |  | 1993-06-03 |  | Petroleum | Unleaded gasoline | Unleaded gasoline | Retail | Steel | Steel | Coated & cathodic protection (sti-P3) |  | Fiberglass reinforced plastic |  |  | None, FLXS ISOLA | Catchment Basin, Single walled catchment basin | Automatic shutoff device At 95% full | Automatic shutoff device At 95% full |  |  | Automatic Tank Gauge | [8 empty] | UST Currently In Use: 4; UST Temp Close: 0; AST Currently In Use: 0; AST Temp Closed: 0 | 4 | 0 | 0 | 24922-021-015788 | MUTUAL LLC
44102 | Currently in Use |  | 1993-06-03 |  | Petroleum | Unleaded gasoline | Unleaded gasoline | Retail | Steel | Steel | Coated & cathodic protection (sti-P3) |  | Fiberglass reinforced plastic |  |  | None, FLXS ISOLA | Catchment Basin, Single walled catchment basin | Automatic shutoff device At 95% full | Automatic shutoff device At 95% full |  |  | Automatic Tank Gauge | [8 empty] | UST Currently In Use: 4; UST Temp Close: 0; AST Currently In Use: 0; AST Temp Closed: 0 | 4 | 0 | 0 | 24922-021-015788 | MUTUAL LLC
44103 | Currently in Use |  | 1993-06-03 |  | Petroleum | Premium gasoline | Premium gasoline | Retail | Steel | Steel | Coated & cathodic protection (sti-P3) |  | Fiberglass reinforced plastic |  |  | None, FLXS ISOLA | Catchment Basin, Single walled catchment basin | Automatic shutoff device At 95% full | Automatic shutoff device At 95% full |  |  | Automatic Tank Gauge, Statistical Inventory Reconciliation (SIR) | [8 empty] | UST Currently In Use: 4; UST Temp Close: 0; AST Currently In Use: 0; AST Temp Closed: 0 | 4 | 0 | 0 | 24922-021-015788 | MUTUAL LLC
44104 | Currently in Use |  | 1993-05-07 |  | Petroleum | Unleaded gasoline | Unleaded gasoline | Retail | Double Wall, Fiberglass reinforced plastic | Fiberglass reinforced plastic |  |  | Double Wall, Fiberglass reinforced plastic |  | 1901-01-01 |  | Catchment Basin, Single walled catchment basin | Automatic shutoff device At 95% full | Automatic shutoff device At 95% full | Interstitial Monitoring within Secondary Containment |  | Continuous Automatic Tank Gauge |  | Automatic shutoff device (AELLD) | Automatic shutoff device (AELLD) | [5 empty] | UST Currently In Use: 3; UST Temp Close: 0; AST Currently In Use: 0; AST Temp Closed: 0 | 3 | 0 | 0 | 13343-073-015737 | MCCULLOUGH OIL COMPANY, INC.
44105 | Currently in Use |  | 1993-05-07 |  | Petroleum | On road diesel | On road diesel | Retail | Double Wall, Fiberglass reinforced plastic | Fiberglass reinforced plastic |  |  | Double Wall, Fiberglass reinforced plastic |  | 1901-01-01 |  | Catchment Basin, Single walled catchment basin | Automatic shutoff device At 95% full | Automatic shutoff device At 95% full | Interstitial Monitoring within Secondary Containment |  | Continuous Automatic Tank Gauge |  | Automatic shutoff device (AELLD) | Automatic shutoff device (AELLD) | [5 empty] | UST Currently In Use: 3; UST Temp Close: 0; AST Currently In Use: 0; AST Temp Closed: 0 | 3 | 0 | 0 | 13343-073-015737 | MCCULLOUGH OIL COMPANY, INC.
44106 | Currently in Use |  | 1993-05-07 |  | Petroleum | Premium gasoline | Premium gasoline | Retail | Double Wall, Fiberglass reinforced plastic | Fiberglass reinforced plastic |  |  | Double Wall, Fiberglass reinforced plastic |  | 1901-01-01 |  | Catchment Basin, Single walled catchment basin | Automatic shutoff device At 95% full | Automatic shutoff device At 95% full | Interstitial Monitoring within Secondary Containment |  | Continuous Automatic Tank Gauge |  | Automatic shutoff device (AELLD) | Automatic shutoff device (AELLD) | [5 empty] | UST Currently In Use: 3; UST Temp Close: 0; AST Currently In Use: 0; AST Temp Closed: 0 | 3 | 0 | 0 | 13343-073-015737 | MCCULLOUGH OIL COMPANY, INC.
44107 | Cannot Locate or abandoned | 2000-12-06 | 1979-01-01 |  | Petroleum | Unleaded gasoline | Unleaded gasoline | Industrial | Steel | Steel |  |  |  |  | 1901-01-01 | [15 empty] | UST Currently In Use: 0; UST Temp Close: 0; AST Currently In Use: 0; AST Temp Closed: 0 | 0 | 0 | 0 | 18006-073-015738 | HANKS AMBULANCE SERVICE
44110 | Temporary Closed | 2008-01-01 | 1993-07-20 |  | Petroleum | Unleaded gasoline | Unleaded gasoline | Local Government, Retail | Steel | Steel | Coated & cathodic protection (sti-P3) |  | Fiberglass reinforced plastic |  | 1901-01-01 | None | Catchment Basin, Single walled catchment basin | Flow Rest 90% Full | Flow Rest 90% Full | Interstitial Monitoring within Secondary Containment | [10 empty] | UST Currently In Use: 0; UST Temp Close: 1; AST Currently In Use: 1; AST Temp Closed: 0 | 0 | 1 | 3 | 15990-061-013294 | CITY OF GENEVA
44111 | Temporary Closed | 2015-07-08 | 1990-10-01 |  | Petroleum | Unleaded gasoline | Unleaded gasoline | Retail | Steel | Steel | Coated & cathodic protection (sti-P3) |  | Fiberglass reinforced plastic |  |  |  | Catchment Basin, Single walled catchment basin | Flow Rest 90% Full | Flow Rest 90% Full |  |  | Statistical Inventory Reconciliation (SIR) |  | Automatic flow restrictor (MLLD) | Automatic flow restrictor (MLLD) |  |  | Statistical inventory reconciliation (SIR) | Statistical inventory reconciliation (SIR) |  | UST Currently In Use: 0; UST Temp Close: 2; AST Currently In Use: 0; AST Temp Closed: 0 | 0 | 2 | 0 | 24459-097-015789 | SHAHID ALI ABBASI
44112 | Temporary Closed | 2015-07-08 | 1990-10-01 |  | Petroleum | Premium gasoline | Premium gasoline | Retail | Steel | Steel | Coated & cathodic protection (sti-P3) |  | Fiberglass reinforced plastic |  |  |  | Catchment Basin, Single walled catchment basin | Flow Rest 90% Full | Flow Rest 90% Full |  |  | Statistical Inventory Reconciliation (SIR) |  | Automatic flow restrictor (MLLD) | Automatic flow restrictor (MLLD) |  |  | Statistical inventory reconciliation (SIR) | Statistical inventory reconciliation (SIR) |  | UST Currently In Use: 0; UST Temp Close: 2; AST Currently In Use: 0; AST Temp Closed: 0 | 0 | 2 | 0 | 24459-097-015789 | SHAHID ALI ABBASI
44113 | Temporary Closed | 2011-06-20 | 1993-08-18 |  | Petroleum | Unleaded gasoline | Unleaded gasoline | Retail | Steel | Steel | Coated & cathodic protection (sti-P3) |  | Fiberglass reinforced plastic |  |  |  | Catchment Basin, Single walled catchment basin | Flow Rest 90% Full | Flow Rest 90% Full |  |  | Statistical Inventory Reconciliation (SIR) | [8 empty] | UST Currently In Use: 0; UST Temp Close: 2; AST Currently In Use: 0; AST Temp Closed: 0 | 0 | 2 | 0 | 25165-057-015790 | ROBERT AND LOURELIE BOWLING
44114 | Temporary Closed | 2011-06-20 | 1993-08-18 |  | Petroleum | On road diesel | On road diesel | Retail | Single Wall, Steel | Steel | Coated & cathodic protection (sti-P3) |  | Fiberglass reinforced plastic |  |  |  | Catchment Basin, Single walled catchment basin | Flow Rest 90% Full | Flow Rest 90% Full |  |  | Statistical Inventory Reconciliation (SIR) | [8 empty] | UST Currently In Use: 0; UST Temp Close: 2; AST Currently In Use: 0; AST Temp Closed: 0 | 0 | 2 | 0 | 25165-057-015790 | ROBERT AND LOURELIE BOWLING
44115 | Currently in Use |  | 1989-08-26 |  | Petroleum | On road diesel | On road diesel | Retail | Single Wall, Steel | Steel | Field installed cathodic protection |  | Double Wall, Fiberglass reinforced plastic |  |  | Other, FLXS ISOLA | Catchment Basin, Single walled catchment basin | Automatic shutoff device At 95% full | Automatic shutoff device At 95% full |  |  | Statistical Inventory Reconciliation (SIR) |  | Automatic flow restrictor (MLLD), Containment Sump | Containment Sump |  |  | Statistical inventory reconciliation (SIR) | Statistical inventory reconciliation (SIR) |  | UST Currently In Use: 1; UST Temp Close: 3; AST Currently In Use: 0; AST Temp Closed: 0 | 1 | 3 | 0 | 13983-121-015861 | R K ALLEN OIL CO INC
44118 | Temporary Closed | 2023-04-18 | 1989-08-26 |  | Petroleum | Unleaded gasoline | Unleaded gasoline | Retail | Single Wall, Steel | Steel | Coated & cathodic protection (sti-P3) |  | Double Wall, Fiberglass reinforced plastic |  |  | Other, FLXS ISOLA | Catchment Basin, Single walled catchment basin | Automatic shutoff device At 95% full | Automatic shutoff device At 95% full |  |  | Statistical Inventory Reconciliation (SIR) |  | Automatic flow restrictor (MLLD), Containment Sump | Containment Sump |  |  | Statistical inventory reconciliation (SIR) | Statistical inventory reconciliation (SIR) |  | UST Currently In Use: 1; UST Temp Close: 3; AST Currently In Use: 0; AST Temp Closed: 0 | 1 | 3 | 0 | 13983-121-015861 | R K ALLEN OIL CO INC
44121 | Temporary Closed | 2013-01-01 | 1989-08-26 |  | Petroleum | Premium gasoline | Premium gasoline | Retail | Single Wall, Steel | Steel | Coated & cathodic protection (sti-P3) |  | Double Wall, Fiberglass reinforced plastic |  |  | Other, FLXS ISOLA | Catchment Basin, Single walled catchment basin | Flow Rest 90% Full | Flow Rest 90% Full |  |  | Statistical Inventory Reconciliation (SIR) |  | Automatic flow restrictor (MLLD), Containment Sump | Containment Sump |  |  | Statistical inventory reconciliation (SIR) | Statistical inventory reconciliation (SIR) |  | UST Currently In Use: 1; UST Temp Close: 3; AST Currently In Use: 0; AST Temp Closed: 0 | 1 | 3 | 0 | 13983-121-015861 | R K ALLEN OIL CO INC
44124 | Temporary Closed | 2023-04-18 | 1989-08-26 |  | Petroleum | Unleaded gasoline | Unleaded gasoline | Retail | Single Wall, Steel | Steel | Coated & cathodic protection (sti-P3) |  | Double Wall, Fiberglass reinforced plastic |  |  | Other, FLXS ISOLA | Catchment Basin, Single walled catchment basin | Automatic shutoff device At 95% full | Automatic shutoff device At 95% full |  |  | Statistical Inventory Reconciliation (SIR) |  | Automatic flow restrictor (MLLD), Containment Sump | Containment Sump |  |  | Statistical inventory reconciliation (SIR) | Statistical inventory reconciliation (SIR) |  | UST Currently In Use: 1; UST Temp Close: 3; AST Currently In Use: 0; AST Temp Closed: 0 | 1 | 3 | 0 | 13983-121-015861 | R K ALLEN OIL CO INC
44125 | Currently in Use |  | 1993-06-30 |  | Petroleum | Unleaded gasoline | Unleaded gasoline | Retail | Double Wall, Fiberglass reinforced plastic, 10K/6K | Fiberglass reinforced plastic |  |  | Double Wall, Fiberglass reinforced plastic, 2 PIECES |  | 2005-03-01 |  | Catchment Basin, Single walled catchment basin | Automatic shutoff device At 95% full | Automatic shutoff device At 95% full |  |  | Continuous Automatic Tank Gauge |  | Automatic shutoff device (AELLD) | Automatic shutoff device (AELLD) |  |  | Continuous alarm system | Continuous alarm system |  | UST Currently In Use: 2; UST Temp Close: 0; AST Currently In Use: 0; AST Temp Closed: 0 | 2 | 0 | 4 | 13343-073-009241 | MCCULLOUGH OIL COMPANY, INC.
44126 | Permanently Closed | 1995-05-01 | 1984-01-01 | 1995-05-30 | Petroleum | Unleaded gasoline | Unleaded gasoline |  | Steel | Steel |  | Painted or None | Steel |  | 1901-01-01 | Field installed cathodic protection |  | Flow Rest 90% Full | Flow Rest 90% Full | [11 empty] | UST Currently In Use: 0; UST Temp Close: 0; AST Currently In Use: 0; AST Temp Closed: 0 | 0 | 0 | 8 | 12991-007-007704 | KRUPP OIL CO INC
44127 | Permanently Closed | 1995-05-01 | 1984-01-01 | 1995-05-30 | Petroleum | Unleaded gasoline | Unleaded gasoline |  | Steel | Steel |  | Painted or None | Steel |  | 1901-01-01 | Field installed cathodic protection |  | Flow Rest 90% Full | Flow Rest 90% Full | [11 empty] | UST Currently In Use: 0; UST Temp Close: 0; AST Currently In Use: 0; AST Temp Closed: 0 | 0 | 0 | 8 | 12991-007-007704 | KRUPP OIL CO INC
44128 | Permanently Closed | 1995-05-01 | 1984-01-01 | 1995-05-30 | Petroleum | Unleaded gasoline | Unleaded gasoline |  | Steel | Steel |  | Painted or None | Steel |  | 1901-01-01 | Field installed cathodic protection |  | Flow Rest 90% Full | Flow Rest 90% Full | [11 empty] | UST Currently In Use: 0; UST Temp Close: 0; AST Currently In Use: 0; AST Temp Closed: 0 | 0 | 0 | 8 | 12991-007-007704 | KRUPP OIL CO INC
44129 | Temporary Closed | 2016-09-16 | 1993-08-03 |  | Petroleum | Unleaded gasoline | Unleaded gasoline | Retail | Steel | Steel | Coated & cathodic protection (sti-P3) |  | Fiberglass reinforced plastic |  |  | Other, FLEXS ISOL | Catchment Basin, Single walled catchment basin | Flow Rest 90% Full | Flow Rest 90% Full |  |  | Automatic Tank Gauge | [8 empty] | UST Currently In Use: 0; UST Temp Close: 2; AST Currently In Use: 0; AST Temp Closed: 0 | 0 | 2 | 0 | 21221-021-015790 | ROYCE WADE RAY
44131 | Temporary Closed | 2016-09-16 | 1993-08-03 |  | Petroleum | Mid-grade gasoline | Mid-grade gasoline | Retail | Steel | Steel | Coated & cathodic protection (sti-P3) |  | Fiberglass reinforced plastic |  |  | Other, FLEXS ISOL | Catchment Basin, Single walled catchment basin | Flow Rest 90% Full | Flow Rest 90% Full |  |  | Automatic Tank Gauge | [8 empty] | UST Currently In Use: 0; UST Temp Close: 2; AST Currently In Use: 0; AST Temp Closed: 0 | 0 | 2 | 0 | 21221-021-015790 | ROYCE WADE RAY
44132 | Currently in Use |  | 1993-06-01 |  | Petroleum | On road diesel | On road diesel | Retail | Steel | Steel | Coated & cathodic protection (sti-P3) |  | Fiberglass reinforced plastic |  |  | None | Catchment Basin, Single walled catchment basin | Flow Rest 90% Full | Flow Rest 90% Full |  |  | Continuous Automatic Tank Gauge | [8 empty] | UST Currently In Use: 3; UST Temp Close: 0; AST Currently In Use: 0; AST Temp Closed: 0 | 3 | 0 | 0 | 13434-013-014990 | MIDDLETON OIL COMPANY, INC.
44133 | Permanently Closed | 1998-12-09 | 1901-01-01 | 1998-12-09 | Petroleum | Unleaded gasoline | Unleaded gasoline | Retail | Steel | Steel |  | Painted or None | Steel |  | 1901-01-01 | [6 empty] | Statistical Inventory Reconciliation (SIR) | [5 empty] | Annual line testing | Annual line testing |  | UST Currently In Use: 0; UST Temp Close: 0; AST Currently In Use: 0; AST Temp Closed: 0 | 0 | 0 | 2 | 18073-081-015862 | TOM WALLACE
44136 | Permanently Closed | 1998-12-09 | 1901-01-01 | 1998-12-09 | Petroleum | Unleaded gasoline | Unleaded gasoline | Retail | Steel | Steel |  | Painted or None | Steel |  | 1901-01-01 | [6 empty] | Statistical Inventory Reconciliation (SIR) | [5 empty] | Annual line testing | Annual line testing |  | UST Currently In Use: 0; UST Temp Close: 0; AST Currently In Use: 0; AST Temp Closed: 0 | 0 | 0 | 2 | 18073-081-015862 | TOM WALLACE
44138 | Permanently Closed | 1995-07-14 | 1901-01-01 | 1995-11-16 | Petroleum | Unleaded gasoline | Unleaded gasoline | Industrial | Steel | Steel |  | Painted or None | Steel |  | 1901-01-01 | [6 empty] | Manual Tank Gauging (only tanks 1000 gal. or less and 48” or 64” in diameter) | [8 empty] | UST Currently In Use: 0; UST Temp Close: 0; AST Currently In Use: 1; AST Temp Closed: 0 | 0 | 0 | 2 | 18048-085-015791 | AMERICAN COLLOID COMPANY
44141 | Permanently Closed | 1995-07-14 | 1901-01-01 | 1996-09-18 | Petroleum | On road diesel | On road diesel | Industrial | Steel | Steel |  | Painted or None | Steel |  | 1901-01-01 | [6 empty] | Manual Tank Gauging (only tanks 1000 gal. or less and 48” or 64” in diameter) | [8 empty] | UST Currently In Use: 0; UST Temp Close: 0; AST Currently In Use: 1; AST Temp Closed: 0 | 0 | 0 | 2 | 18048-085-015791 | AMERICAN COLLOID COMPANY
44142 | Currently in Use |  | 1993-08-15 |  | Petroleum | Unleaded gasoline | Unleaded gasoline | Industrial | Steel | Steel | Coated & cathodic protection (sti-P3) |  | Fiberglass reinforced plastic |  |  |  | Catchment Basin, Single walled catchment basin | Flow Rest 90% Full | Flow Rest 90% Full |  |  | Automatic Tank Gauge |  | Automatic flow restrictor (MLLD) | Automatic flow restrictor (MLLD) |  |  | Annual line testing | Annual line testing |  | UST Currently In Use: 1; UST Temp Close: 0; AST Currently In Use: 3; AST Temp Closed: 0 | 1 | 0 | 0 | 18049-101-015792 | MON CRE TELEPHONE
44143 | Temporary Closed | 2011-05-11 | 1993-07-28 |  | Petroleum | Unleaded gasoline | Unleaded gasoline | Retail | Steel | Steel | Coated & cathodic protection (sti-P3) |  | Fiberglass reinforced plastic |  |  | Other, FLXS ISOLA | Catchment Basin, Single walled catchment basin | Flow Rest 90% Full | Flow Rest 90% Full |  |  | Statistical Inventory Reconciliation (SIR) | [8 empty] | UST Currently In Use: 0; UST Temp Close: 2; AST Currently In Use: 0; AST Temp Closed: 0 | 0 | 2 | 0 | 22034-001-015739 | WILLIAM M WILLIS
44144 | Temporary Closed | 2011-05-11 | 1993-07-28 |  | Petroleum | Premium gasoline | Premium gasoline | Retail | Steel | Steel | Coated & cathodic protection (sti-P3) |  | Fiberglass reinforced plastic |  |  | Other, FLXS ISOLA | Catchment Basin, Single walled catchment basin | Flow Rest 90% Full | Flow Rest 90% Full |  |  | Statistical Inventory Reconciliation (SIR) | [8 empty] | UST Currently In Use: 0; UST Temp Close: 2; AST Currently In Use: 0; AST Temp Closed: 0 | 0 | 2 | 0 | 22034-001-015739 | WILLIAM M WILLIS
44145 | Currently in Use |  | 1993-02-28 |  | Petroleum | Unleaded gasoline | Unleaded gasoline | Retail | Steel | Steel | Coated & cathodic protection (sti-P3) |  | Flexible |  |  |  | Catchment Basin, Single walled catchment basin | Automatic shutoff device At 95% full | Automatic shutoff device At 95% full |  |  | Automatic Tank Gauge |  | Automatic flow restrictor (MLLD) | Automatic flow restrictor (MLLD) |  |  | Annual line testing | Annual line testing |  | UST Currently In Use: 4; UST Temp Close: 0; AST Currently In Use: 0; AST Temp Closed: 0 | 4 | 0 | 0 | 22836-071-015791 | M & R UNITED, INC.
44146 | Currently in Use |  | 1993-02-28 |  | Petroleum | Premium gasoline | Premium gasoline | Retail | Steel | Steel | Coated & cathodic protection (sti-P3) |  | Flexible |  |  |  | Catchment Basin, Single walled catchment basin | Automatic shutoff device At 95% full | Automatic shutoff device At 95% full |  |  | Automatic Tank Gauge |  | Automatic flow restrictor (MLLD) | Automatic flow restrictor (MLLD) |  |  | Annual line testing | Annual line testing |  | UST Currently In Use: 4; UST Temp Close: 0; AST Currently In Use: 0; AST Temp Closed: 0 | 4 | 0 | 0 | 22836-071-015791 | M & R UNITED, INC.
44147 | Currently in Use |  | 1993-02-28 |  | Petroleum | On road diesel | On road diesel | Retail | Steel | Steel | Coated & cathodic protection (sti-P3) |  | Flexible |  |  |  | Catchment Basin, Single walled catchment basin | Automatic shutoff device At 95% full | Automatic shutoff device At 95% full |  |  | Automatic Tank Gauge |  | Automatic flow restrictor (MLLD) | Automatic flow restrictor (MLLD) |  |  | Annual line testing | Annual line testing |  | UST Currently In Use: 4; UST Temp Close: 0; AST Currently In Use: 0; AST Temp Closed: 0 | 4 | 0 | 0 | 22836-071-015791 | M & R UNITED, INC.
44148 | Permanently Closed | 2001-06-11 | 1993-08-16 | 2001-08-27 | Petroleum | Unleaded gasoline | Unleaded gasoline |  | Steel | Steel | Coated & cathodic protection (sti-P3) |  | Fiberglass reinforced plastic |  | 1901-01-01 |  | Catchment Basin, Single walled catchment basin | Automatic shutoff device At 95% full | Automatic shutoff device At 95% full | [11 empty] | UST Currently In Use: 0; UST Temp Close: 0; AST Currently In Use: 0; AST Temp Closed: 0 | 0 | 0 | 1 | 13284-133-015740 | H.L. MARTIN DISTRIBUTING CO.
44149 | Permanently Closed | 2018-10-01 | 1993-05-17 | 2020-07-10 | Petroleum | Unleaded gasoline | Unleaded gasoline | Retail | Steel | Steel | Coated & cathodic protection (sti-P3) |  | Flexible |  |  |  | Catchment Basin, Single walled catchment basin | Flow Rest 90% Full | Flow Rest 90% Full |  |  | Continuous Automatic Tank Gauge |  | Automatic shutoff device (AELLD), Containment Sump | Containment Sump |  |  | Annual line testing | Annual line testing |  | UST Currently In Use: 0; UST Temp Close: 0; AST Currently In Use: 0; AST Temp Closed: 0 | 0 | 0 | 2 | 25259-097-015793 | CSMS MANAGEMENT LLC
44150 | Permanently Closed | 2018-10-01 | 1993-05-17 | 2020-07-10 | Petroleum | Mid-grade gasoline | Mid-grade gasoline | Retail | Steel | Steel | Coated & cathodic protection (sti-P3) |  | Flexible |  |  |  | Catchment Basin, Single walled catchment basin | Flow Rest 90% Full | Flow Rest 90% Full |  |  | Continuous Automatic Tank Gauge |  | Automatic shutoff device (AELLD), Containment Sump | Containment Sump |  |  | Annual line testing | Annual line testing |  | UST Currently In Use: 0; UST Temp Close: 0; AST Currently In Use: 0; AST Temp Closed: 0 | 0 | 0 | 2 | 25259-097-015793 | CSMS MANAGEMENT LLC
44151 | Currently in Use |  | 1993-07-17 |  | Petroleum | Unleaded gasoline | Unleaded gasoline | Retail | Single Wall, Steel | Steel | Coated & cathodic protection (sti-P3) |  | Fiberglass reinforced plastic, Single Wall |  |  | Other, FLXS ISOLA | Catchment Basin, Single walled catchment basin | Automatic shutoff device At 95% full | Automatic shutoff device At 95% full |  |  | Continuous Automatic Tank Gauge | [8 empty] | UST Currently In Use: 2; UST Temp Close: 1; AST Currently In Use: 0; AST Temp Closed: 0 | 2 | 1 | 0 | 24220-073-007381 | KIM CORRETTI & PHYLIS SMITH
44152 | Currently in Use |  | 1993-07-17 |  | Petroleum | Mid-grade gasoline | Mid-grade gasoline | Retail | Single Wall, Steel | Steel | Coated & cathodic protection (sti-P3) |  | Fiberglass reinforced plastic, Single Wall |  |  | Other, FLXS ISOLA | Catchment Basin, Single walled catchment basin | Automatic shutoff device At 95% full | Automatic shutoff device At 95% full |  |  | Continuous Automatic Tank Gauge | [8 empty] | UST Currently In Use: 2; UST Temp Close: 1; AST Currently In Use: 0; AST Temp Closed: 0 | 2 | 1 | 0 | 24220-073-007381 | KIM CORRETTI & PHYLIS SMITH
44153 | Temporary Closed | 2015-05-01 | 1993-07-17 |  | Petroleum | Premium gasoline | Premium gasoline |  | Single Wall, Steel | Steel | Coated & cathodic protection (sti-P3) |  | Fiberglass reinforced plastic, Single Wall |  |  | Other, FLXS ISOLA | Catchment Basin, Single walled catchment basin | Automatic shutoff device At 95% full | Automatic shutoff device At 95% full |  |  | Continuous Automatic Tank Gauge | [8 empty] | UST Currently In Use: 2; UST Temp Close: 1; AST Currently In Use: 0; AST Temp Closed: 0 | 2 | 1 | 0 | 24220-073-007381 | KIM CORRETTI & PHYLIS SMITH
44154 | Permanently Closed | 1995-03-01 | 1960-08-15 | 1995-05-19 | Petroleum | Unleaded gasoline | Unleaded gasoline | Retail | Steel | Steel |  | Painted or None | Steel |  | 1901-01-01 | [12 empty] | Annual line testing | Annual line testing |  | UST Currently In Use: 0; UST Temp Close: 0; AST Currently In Use: 0; AST Temp Closed: 0 | 0 | 0 | 4 | 19844-125-015950 | KELLY W. HURD
44155 | Permanently Closed | 1995-03-01 | 1960-08-15 | 1995-05-19 | Petroleum | Unleaded gasoline | Unleaded gasoline | Retail | Steel | Steel |  | Painted or None | Steel |  | 1901-01-01 | [12 empty] | Annual line testing | Annual line testing |  | UST Currently In Use: 0; UST Temp Close: 0; AST Currently In Use: 0; AST Temp Closed: 0 | 0 | 0 | 4 | 19844-125-015950 | KELLY W. HURD
44156 | Permanently Closed | 1995-03-01 | 1960-08-15 | 1995-05-19 | Petroleum | Unleaded gasoline | Unleaded gasoline | Retail | Steel | Steel |  | Painted or None | Steel |  | 1901-01-01 | [6 empty] | Manual Tank Gauging (only tanks 1000 gal. or less and 48” or 64” in diameter) | [5 empty] | Annual line testing | Annual line testing |  | UST Currently In Use: 0; UST Temp Close: 0; AST Currently In Use: 0; AST Temp Closed: 0 | 0 | 0 | 4 | 19844-125-015950 | KELLY W. HURD
44157 | Permanently Closed | 1995-03-01 | 1960-08-15 | 1995-05-19 | Petroleum | Unleaded gasoline | Unleaded gasoline | Retail | Steel | Steel |  | Painted or None | Steel |  | 1901-01-01 | [6 empty] | Manual Tank Gauging (only tanks 1000 gal. or less and 48” or 64” in diameter) | [8 empty] | UST Currently In Use: 0; UST Temp Close: 0; AST Currently In Use: 0; AST Temp Closed: 0 | 0 | 0 | 4 | 19844-125-015950 | KELLY W. HURD
44158 | Currently in Use |  | 1993-06-23 |  | Petroleum | Unleaded gasoline | Unleaded gasoline | Retail | Single Wall, Steel | Steel | Coated & cathodic protection (sti-P3) |  | Fiberglass reinforced plastic, Single Wall |  |  |  | Catchment Basin, Single walled catchment basin | Automatic shutoff device At 95% full | Automatic shutoff device At 95% full |  |  | Statistical Inventory Reconciliation (SIR) | Direct Bury submersible pump | [7 empty] | UST Currently In Use: 2; UST Temp Close: 0; AST Currently In Use: 0; AST Temp Closed: 0 | 2 | 0 | 0 | 25267-077-015792 | CHERYL MORRIS
44159 | Currently in Use |  | 1993-06-23 |  | Petroleum | Ethanol free gasoline | Ethanol free gasoline | Retail | Single Wall, Steel | Steel | Coated & cathodic protection (sti-P3) |  | Fiberglass reinforced plastic, Single Wall |  |  |  | Catchment Basin, Single walled catchment basin | Flow Rest 90% Full | Flow Rest 90% Full |  |  | Statistical Inventory Reconciliation (SIR) | Direct Bury submersible pump | [7 empty] | UST Currently In Use: 2; UST Temp Close: 0; AST Currently In Use: 0; AST Temp Closed: 0 | 2 | 0 | 0 | 25267-077-015792 | CHERYL MORRIS
44160 | Permanently Closed | 2012-01-01 | 1982-06-01 | 2015-12-08 | Petroleum | Aviation fuel (JP-4; etc.) | Aviation fuel (JP-4; etc.) |  | Single Wall, Steel | Steel | Field installed cathodic protection |  | Single Wall, Steel |  |  | Galvanic Cathodic, ABOVE GRD | Catchment Basin, Single walled catchment basin | Automatic shutoff device At 95% full | Automatic shutoff device At 95% full |  |  | Statistical Inventory Reconciliation (SIR) |  | Other, ABOVE GRD | Other |  |  | Other, ABOVE GRD | Other |  | UST Currently In Use: 0; UST Temp Close: 0; AST Currently In Use: 0; AST Temp Closed: 0 | 0 | 0 | 2 | 18160-083-015786 | PRYOR FIELD AIRPORT AUTHORITY
44161 | Permanently Closed | 2012-01-01 | 1982-06-01 | 2015-12-08 | Petroleum | Other, JET FUEL | Other |  | Single Wall, Steel | Steel | Field installed cathodic protection, Interior lined (not allowed as a standalone method of corrosion protection) |  | Single Wall, Steel |  |  | Galvanic Cathodic, ABOVE GRD | Catchment Basin, Single walled catchment basin | Automatic shutoff device At 95% full | Automatic shutoff device At 95% full |  |  | Statistical Inventory Reconciliation (SIR) |  | Other, ABOVE GRD | Other |  |  | Other, ABOVE GRD | Other |  | UST Currently In Use: 0; UST Temp Close: 0; AST Currently In Use: 0; AST Temp Closed: 0 | 0 | 0 | 2 | 18160-083-015786 | PRYOR FIELD AIRPORT AUTHORITY
44162 | Permanently Closed | 1998-12-22 | 1974-09-16 | 2000-10-23 | Petroleum | Unleaded gasoline | Unleaded gasoline | Emergency power generator | Steel | Steel | Coated & cathodic protection (sti-P3) |  | Steel |  | 1901-01-01 | [6 empty] | Manual Tank Gauging (only tanks 1000 gal. or less and 48” or 64” in diameter) | [8 empty] | UST Currently In Use: 0; UST Temp Close: 0; AST Currently In Use: 0; AST Temp Closed: 0 | 0 | 0 | 1 | 18164-089-015793 | DIVERSICARE MANAGEMENT SERVICES
44163 | Cannot Locate or abandoned | 1999-08-01 | 1993-06-24 |  | Petroleum | Unleaded gasoline | Unleaded gasoline | Retail | Steel | Steel | Coated & cathodic protection (sti-P3) |  | Fiberglass reinforced plastic |  |  |  | Catchment Basin, Single walled catchment basin | Automatic shutoff device At 95% full | Automatic shutoff device At 95% full | [11 empty] | UST Currently In Use: 0; UST Temp Close: 0; AST Currently In Use: 0; AST Temp Closed: 0 | 0 | 0 | 0 | 24443-049-015794 | TERRY NEELEY
44166 | Currently in Use |  | 1993-07-31 |  | Petroleum | Unleaded gasoline | Unleaded gasoline | Industrial, Local Government | Double Wall, Fiberglass reinforced plastic | Fiberglass reinforced plastic |  |  | Fiberglass reinforced plastic, Single Wall |  | 1901-01-01 |  | Catchment Basin, Single walled catchment basin | Automatic shutoff device At 95% full, Flow Rest 90% Full | Flow Rest 90% Full | Interstitial Monitoring within Secondary Containment |  | Continuous Automatic Tank Gauge, Other | [8 empty] | UST Currently In Use: 2; UST Temp Close: 0; AST Currently In Use: 0; AST Temp Closed: 0 | 2 | 0 | 3 | 10994-073-004179 | CITY OF BIRMINGHAM
44167 | Currently in Use |  | 1993-07-31 |  | Petroleum | 100% biodiesel (Not Regulated) | 100% biodiesel (Not Regulated) | Industrial, Local Government | Double Wall, Fiberglass reinforced plastic | Fiberglass reinforced plastic |  |  | Fiberglass reinforced plastic, Single Wall |  | 1901-01-01 |  | Catchment Basin, Single walled catchment basin | Automatic shutoff device At 95% full, Flow Rest 90% Full | Flow Rest 90% Full | Interstitial Monitoring within Secondary Containment |  | Continuous Automatic Tank Gauge, Other | [8 empty] | UST Currently In Use: 2; UST Temp Close: 0; AST Currently In Use: 0; AST Temp Closed: 0 | 2 | 0 | 3 | 10994-073-004179 | CITY OF BIRMINGHAM
44168 | Temporary Closed | 2013-08-01 | 1993-08-26 |  | Petroleum | Unleaded gasoline | Unleaded gasoline | Retail | Steel | Steel | Coated & cathodic protection (sti-P3) |  | Fiberglass reinforced plastic |  | 1901-01-01 |  | Catchment Basin, Single walled catchment basin | Automatic shutoff device At 95% full | Automatic shutoff device At 95% full |  |  | Statistical Inventory Reconciliation (SIR) | [8 empty] | UST Currently In Use: 0; UST Temp Close: 2; AST Currently In Use: 0; AST Temp Closed: 0 | 0 | 2 | 0 | 24265-057-015955 | LESTER E BONNER
44169 | Temporary Closed | 2013-08-01 | 1993-08-26 |  | Petroleum | Unleaded gasoline | Unleaded gasoline | Retail | Steel | Steel | Coated & cathodic protection (sti-P3) |  | Fiberglass reinforced plastic |  | 1901-01-01 |  | Catchment Basin, Single walled catchment basin | Automatic shutoff device At 95% full | Automatic shutoff device At 95% full |  |  | Statistical Inventory Reconciliation (SIR) | [8 empty] | UST Currently In Use: 0; UST Temp Close: 2; AST Currently In Use: 0; AST Temp Closed: 0 | 0 | 2 | 0 | 24265-057-015955 | LESTER E BONNER
44170 | Temporary Closed | 2009-10-29 | 1993-09-16 |  | Petroleum | Unleaded gasoline | Unleaded gasoline | Industrial | Steel | Steel | Coated & cathodic protection (sti-P3) |  | Fiberglass reinforced plastic |  | 1901-01-01 |  | Catchment Basin, Single walled catchment basin | Flow Rest 90% Full | Flow Rest 90% Full | Interstitial Monitoring within Secondary Containment | [10 empty] | UST Currently In Use: 0; UST Temp Close: 1; AST Currently In Use: 0; AST Temp Closed: 0 | 0 | 1 | 0 | 19008-051-015956 | STRICKLAND BROTHERS INC
44171 | Currently in Use |  | 1993-07-21 |  | Petroleum | On road diesel | On road diesel | Retail | Single Wall, Steel | Steel | Coated & cathodic protection (sti-P3) |  | Fiberglass reinforced plastic |  |  |  | Catchment Basin, Single walled catchment basin | Flow Rest 90% Full | Flow Rest 90% Full |  |  | Continuous Automatic Tank Gauge | Single walled submersible pump containment sump | Automatic flow restrictor (MLLD) | Automatic flow restrictor (MLLD) |  |  | Annual line testing, Continuous alarm system | Continuous alarm system |  | UST Currently In Use: 6; UST Temp Close: 0; AST Currently In Use: 0; AST Temp Closed: 0 | 6 | 0 | 3 | 23867-095-008038 | NILAY PATEL & PRITIIBEN PATEL
44172 | Currently in Use |  | 1993-07-21 |  | Petroleum | Premium gasoline | Premium gasoline | Retail | Single Wall, Steel | Steel | Coated & cathodic protection (sti-P3) |  | Fiberglass reinforced plastic |  |  |  | Catchment Basin, Single walled catchment basin | Flow Rest 90% Full | Flow Rest 90% Full |  |  | Automatic Tank Gauge | Single walled submersible pump containment sump | Automatic flow restrictor (MLLD) | Automatic flow restrictor (MLLD) |  |  | Annual line testing, Continuous alarm system | Continuous alarm system |  | UST Currently In Use: 6; UST Temp Close: 0; AST Currently In Use: 0; AST Temp Closed: 0 | 6 | 0 | 3 | 23867-095-008038 | NILAY PATEL & PRITIIBEN PATEL
44174 | Currently in Use |  | 1993-07-21 |  | Petroleum | Off road diesel | Off road diesel | Retail | Single Wall, Steel | Steel | Coated & cathodic protection (sti-P3) |  | Fiberglass reinforced plastic, Single Wall |  |  |  | Catchment Basin, Single walled catchment basin | Automatic shutoff device At 95% full | Automatic shutoff device At 95% full |  |  | Automatic Tank Gauge | Single walled submersible pump containment sump | Automatic flow restrictor (MLLD) | Automatic flow restrictor (MLLD) |  |  | Annual line testing, Continuous alarm system | Continuous alarm system |  | UST Currently In Use: 6; UST Temp Close: 0; AST Currently In Use: 0; AST Temp Closed: 0 | 6 | 0 | 3 | 23867-095-008038 | NILAY PATEL & PRITIIBEN PATEL
44176 | Currently in Use |  | 1993-07-21 |  | Petroleum | On road diesel | On road diesel | Retail | Single Wall, Steel | Steel | Coated & cathodic protection (sti-P3) |  | Fiberglass reinforced plastic, Single Wall |  |  |  | Catchment Basin, Single walled catchment basin | Flow Rest 90% Full | Flow Rest 90% Full |  |  | Automatic Tank Gauge | Single walled submersible pump containment sump | Automatic flow restrictor (MLLD) | Automatic flow restrictor (MLLD) |  |  | Annual line testing, Continuous alarm system | Continuous alarm system |  | UST Currently In Use: 6; UST Temp Close: 0; AST Currently In Use: 0; AST Temp Closed: 0 | 6 | 0 | 3 | 23867-095-008038 | NILAY PATEL & PRITIIBEN PATEL
44177 | Currently in Use |  | 1989-05-01 |  | Petroleum | Unleaded gasoline | Unleaded gasoline | Retail | Fiberglass reinforced plastic | Fiberglass reinforced plastic |  |  | Fiberglass reinforced plastic |  | 1901-01-01 | None | Catchment Basin, Single walled catchment basin | Automatic shutoff device At 95% full | Automatic shutoff device At 95% full |  |  | Automatic Tank Gauge |  | Automatic flow restrictor (MLLD) | Automatic flow restrictor (MLLD) |  |  | Annual line testing | Annual line testing |  | UST Currently In Use: 2; UST Temp Close: 0; AST Currently In Use: 0; AST Temp Closed: 0 | 2 | 0 | 0 | 19011-051-015957 | HOLLEY OIL CO INC
44179 | Currently in Use |  | 1989-05-01 |  | Petroleum | Premium gasoline | Premium gasoline | Retail | Fiberglass reinforced plastic | Fiberglass reinforced plastic |  |  | Fiberglass reinforced plastic |  | 1901-01-01 | None | Catchment Basin, Single walled catchment basin | Automatic shutoff device At 95% full | Automatic shutoff device At 95% full |  |  | Automatic Tank Gauge |  | Automatic flow restrictor (MLLD) | Automatic flow restrictor (MLLD) |  |  | Annual line testing | Annual line testing |  | UST Currently In Use: 2; UST Temp Close: 0; AST Currently In Use: 0; AST Temp Closed: 0 | 2 | 0 | 0 | 19011-051-015957 | HOLLEY OIL CO INC
44180 | Currently in Use |  | 1993-03-25 |  | Petroleum | Unleaded gasoline | Unleaded gasoline | Retail | Steel | Steel | Coated & cathodic protection (sti-P3) |  | Fiberglass reinforced plastic |  |  |  | Catchment Basin, Single walled catchment basin | Automatic shutoff device At 95% full | Automatic shutoff device At 95% full |  |  | Continuous Automatic Tank Gauge |  | Automatic flow restrictor (MLLD), Containment Sump | Containment Sump |  |  | Annual line testing | Annual line testing |  | UST Currently In Use: 3; UST Temp Close: 0; AST Currently In Use: 2; AST Temp Closed: 0 | 3 | 0 | 0 | 22714-053-015958 | NASEEB ENTERPRISES INC
44181 | Currently in Use |  | 1993-03-25 |  | Petroleum | Premium gasoline | Premium gasoline | Retail | Steel | Steel | Coated & cathodic protection (sti-P3) |  | Fiberglass reinforced plastic |  |  |  | Catchment Basin, Single walled catchment basin | Automatic shutoff device At 95% full | Automatic shutoff device At 95% full |  |  | Continuous Automatic Tank Gauge |  | Automatic flow restrictor (MLLD), Containment Sump | Containment Sump |  |  | Annual line testing | Annual line testing |  | UST Currently In Use: 3; UST Temp Close: 0; AST Currently In Use: 2; AST Temp Closed: 0 | 3 | 0 | 0 | 22714-053-015958 | NASEEB ENTERPRISES INC
44182 | Currently in Use |  | 1993-03-25 |  | Petroleum | On road diesel | On road diesel | Retail | Steel | Steel | Coated & cathodic protection (sti-P3) |  | Fiberglass reinforced plastic |  |  |  | Catchment Basin, Single walled catchment basin | Automatic shutoff device At 95% full | Automatic shutoff device At 95% full |  |  | Continuous Automatic Tank Gauge |  | Automatic flow restrictor (MLLD), Containment Sump | Containment Sump |  |  | Annual line testing | Annual line testing |  | UST Currently In Use: 3; UST Temp Close: 0; AST Currently In Use: 2; AST Temp Closed: 0 | 3 | 0 | 0 | 22714-053-015958 | NASEEB ENTERPRISES INC
44183 | Currently in Use |  | 1993-08-02 |  | Petroleum | Unleaded gasoline | Unleaded gasoline | Retail | Steel | Steel | Coated & cathodic protection (sti-P3) |  | Double Wall, Fiberglass reinforced plastic |  |  |  | Catchment Basin, Single walled catchment basin | Automatic shutoff device At 95% full | Automatic shutoff device At 95% full |  |  | Continuous Automatic Tank Gauge |  | Automatic flow restrictor (MLLD), Containment Sump | Containment Sump |  | SENSOR TO ATG | Annual line testing, Continuous alarm system | Continuous alarm system |  | UST Currently In Use: 3; UST Temp Close: 0; AST Currently In Use: 0; AST Temp Closed: 0 | 3 | 0 | 0 | 24460-097-015959 | TAS #1 LLC DBA RIVERSIDE FOODMART
44184 | Currently in Use |  | 1993-08-02 |  | Petroleum | Other, NON-ETHANO | Other | Retail | Steel | Steel | Coated & cathodic protection (sti-P3) |  | Double Wall, Fiberglass reinforced plastic |  |  |  | Catchment Basin, Single walled catchment basin | Automatic shutoff device At 95% full | Automatic shutoff device At 95% full |  |  | Continuous Automatic Tank Gauge |  | Automatic flow restrictor (MLLD), Containment Sump | Containment Sump |  | SENSOR TO ATG | Annual line testing, Continuous alarm system | Continuous alarm system |  | UST Currently In Use: 3; UST Temp Close: 0; AST Currently In Use: 0; AST Temp Closed: 0 | 3 | 0 | 0 | 24460-097-015959 | TAS #1 LLC DBA RIVERSIDE FOODMART
44185 | Currently in Use |  | 1993-08-02 |  | Petroleum | Premium gasoline | Premium gasoline | Retail | Steel | Steel | Coated & cathodic protection (sti-P3) |  | Double Wall, Fiberglass reinforced plastic |  |  |  | Catchment Basin, Single walled catchment basin | Automatic shutoff device At 95% full | Automatic shutoff device At 95% full |  |  | Continuous Automatic Tank Gauge |  | Automatic flow restrictor (MLLD), Containment Sump | Containment Sump |  | SENSOR TO ATG | Annual line testing, Continuous alarm system | Continuous alarm system |  | UST Currently In Use: 3; UST Temp Close: 0; AST Currently In Use: 0; AST Temp Closed: 0 | 3 | 0 | 0 | 24460-097-015959 | TAS #1 LLC DBA RIVERSIDE FOODMART
44186 | Currently in Use |  | 1993-08-13 |  | Petroleum | On road diesel | On road diesel | Retail | Steel | Steel | Coated & cathodic protection (sti-P3) |  | Fiberglass reinforced plastic, ENVIROFLEX |  |  |  | Catchment Basin, Single walled catchment basin | Flow Rest 90% Full | Flow Rest 90% Full |  |  | Continuous Automatic Tank Gauge |  | Automatic shutoff device (AELLD) | Automatic shutoff device (AELLD) | [5 empty] | UST Currently In Use: 5; UST Temp Close: 0; AST Currently In Use: 0; AST Temp Closed: 0 | 5 | 0 | 6 | 20072-125-000866 | A & M OIL CO LLC
44187 | Permanently Closed | 1995-01-01 | 1983-01-01 | 1995-11-01 | Petroleum | Unleaded gasoline | Unleaded gasoline | [7 empty] | 1901-01-01 | [15 empty] | UST Currently In Use: 0; UST Temp Close: 0; AST Currently In Use: 0; AST Temp Closed: 0 | 0 | 0 | 4 | 19017-055-013158 | CHESTER BERRY & JAMES TURNER
44188 | Permanently Closed | 1992-01-01 | 1983-01-01 | 1995-11-01 | Petroleum | Unleaded gasoline | Unleaded gasoline |  | Steel | Steel |  | Painted or None | Steel |  | 1901-01-01 |  | Catchment Basin, Single walled catchment basin | [13 empty] | UST Currently In Use: 0; UST Temp Close: 0; AST Currently In Use: 0; AST Temp Closed: 0 | 0 | 0 | 4 | 19017-055-013158 | CHESTER BERRY & JAMES TURNER
44189 | Permanently Closed | 1992-01-01 | 1983-01-01 | 1995-11-01 | Petroleum | Unleaded gasoline | Unleaded gasoline |  | Steel | Steel |  | Painted or None | Steel |  | 1901-01-01 |  | Catchment Basin, Single walled catchment basin | [13 empty] | UST Currently In Use: 0; UST Temp Close: 0; AST Currently In Use: 0; AST Temp Closed: 0 | 0 | 0 | 4 | 19017-055-013158 | CHESTER BERRY & JAMES TURNER
44190 | Permanently Closed | 1992-01-01 | 1983-01-01 | 1995-11-01 | Petroleum | Unleaded gasoline | Unleaded gasoline |  | Steel | Steel |  | Painted or None | Steel |  | 1901-01-01 |  | Catchment Basin, Single walled catchment basin | [13 empty] | UST Currently In Use: 0; UST Temp Close: 0; AST Currently In Use: 0; AST Temp Closed: 0 | 0 | 0 | 4 | 19017-055-013158 | CHESTER BERRY & JAMES TURNER
44191 | Permanently Closed | 2001-04-12 | 1963-01-01 | 2001-04-12 | Petroleum | Unleaded gasoline | Unleaded gasoline | Retail | Steel | Steel |  | Painted or None | Steel |  | 1901-01-01 | [15 empty] | UST Currently In Use: 0; UST Temp Close: 0; AST Currently In Use: 0; AST Temp Closed: 0 | 0 | 0 | 4 | 19020-031-007900 | LARRY CAULEY
44192 | Permanently Closed | 1997-08-01 | 1983-08-01 | 1997-08-13 | Petroleum | On road diesel | On road diesel | Emergency power generator | Steel | Steel |  |  | Steel |  | 1901-01-01 |  | Catchment Basin, Single walled catchment basin | Flow Rest 90% Full | Flow Rest 90% Full | [11 empty] | UST Currently In Use: 1; UST Temp Close: 0; AST Currently In Use: 0; AST Temp Closed: 0 | 1 | 0 | 1 | 19021-073-015961 | MOUNT ROYAL TOWERS
44193 | Currently in Use |  | 1972-09-01 |  | Petroleum | Unleaded gasoline | Unleaded gasoline | Retail, State/Federal Government | Steel | Steel | Field installed cathodic protection | [5 empty] | Catchment Basin, Single walled catchment basin | Audible high level alarm At 90% full, Automatic shutoff device At 95% full | Automatic shutoff device At 95% full |  |  | Automatic Tank Gauge |  | Automatic flow restrictor (MLLD) | Automatic flow restrictor (MLLD) | Interstitial Monitoring within Secondary Containment |  | Continuous alarm system | Continuous alarm system |  | UST Currently In Use: 4; UST Temp Close: 0; AST Currently In Use: 0; AST Temp Closed: 0 | 4 | 0 | 11 | 15136-097-006321 | USCG ATC ATTN: DAVID BRITAIN
44194 | Currently in Use |  | 1972-09-01 |  | Petroleum | Unleaded gasoline | Unleaded gasoline | Retail, State/Federal Government | Steel | Steel | Field installed cathodic protection | [5 empty] | Catchment Basin, Single walled catchment basin | Audible high level alarm At 90% full, Automatic shutoff device At 95% full | Automatic shutoff device At 95% full |  |  | Automatic Tank Gauge |  | Containment Sump, MANIFOLDED | Containment Sump |  |  | Continuous alarm system, Other, MANIFOLDED | Other |  | UST Currently In Use: 4; UST Temp Close: 0; AST Currently In Use: 0; AST Temp Closed: 0 | 4 | 0 | 11 | 15136-097-006321 | USCG ATC ATTN: DAVID BRITAIN
44195 | Currently in Use |  | 1972-09-01 |  | Petroleum | Mid-grade gasoline | Mid-grade gasoline | Retail, State/Federal Government | Steel | Steel | Field installed cathodic protection | [5 empty] | Catchment Basin, Single walled catchment basin | Audible high level alarm At 90% full, Automatic shutoff device At 95% full | Automatic shutoff device At 95% full |  |  | Automatic Tank Gauge |  | Automatic flow restrictor (MLLD) | Automatic flow restrictor (MLLD) | Interstitial Monitoring within Secondary Containment |  | Continuous alarm system | Continuous alarm system |  | UST Currently In Use: 4; UST Temp Close: 0; AST Currently In Use: 0; AST Temp Closed: 0 | 4 | 0 | 11 | 15136-097-006321 | USCG ATC ATTN: DAVID BRITAIN
44196 | Currently in Use |  | 1972-09-01 |  | Petroleum | Premium gasoline | Premium gasoline | Retail, State/Federal Government | Steel | Steel | Field installed cathodic protection | [5 empty] | Catchment Basin, Single walled catchment basin | Audible high level alarm At 90% full, Automatic shutoff device At 95% full | Automatic shutoff device At 95% full |  |  | Automatic Tank Gauge |  | Automatic flow restrictor (MLLD), Containment Sump | Containment Sump | Interstitial Monitoring within Secondary Containment |  | Continuous alarm system | Continuous alarm system |  | UST Currently In Use: 4; UST Temp Close: 0; AST Currently In Use: 0; AST Temp Closed: 0 | 4 | 0 | 11 | 15136-097-006321 | USCG ATC ATTN: DAVID BRITAIN
44197 |  | 1993-07-10 | 1981-03-01 |  | Petroleum | Unleaded gasoline | Unleaded gasoline |  | Steel | Steel | Field installed cathodic protection |  | Steel |  | 1901-01-01 | [12 empty] | Annual line testing, Continuous alarm system | Continuous alarm system |  | UST Currently In Use: 0; UST Temp Close: 0; AST Currently In Use: 0; AST Temp Closed: 0 | 0 | 0 | 0 | 19025-127-015964 | BEVERLY J PEEK
44198 |  | 1993-07-10 | 1981-03-01 |  | Petroleum | Unleaded gasoline | Unleaded gasoline |  | Steel | Steel | Field installed cathodic protection |  | Steel |  | 1901-01-01 | [12 empty] | Annual line testing, Continuous alarm system | Continuous alarm system |  | UST Currently In Use: 0; UST Temp Close: 0; AST Currently In Use: 0; AST Temp Closed: 0 | 0 | 0 | 0 | 19025-127-015964 | BEVERLY J PEEK
44199 | Permanently Closed | 1992-02-01 | 1982-03-01 | 2000-02-23 | Petroleum | Unleaded gasoline | Unleaded gasoline | Retail | Steel | Steel |  | Painted or None | Steel |  | 1901-01-01 | None | [5 empty] | Manual Tank Gauging (only tanks 1000 gal. or less and 48” or 64” in diameter) | [8 empty] | UST Currently In Use: 0; UST Temp Close: 0; AST Currently In Use: 0; AST Temp Closed: 0 | 0 | 0 | 2 | 19045-133-015965 | GEORGE M LITTLE
44200 | Permanently Closed | 1992-02-01 | 1982-03-01 | 2000-02-23 | Petroleum | Unleaded gasoline | Unleaded gasoline | Retail | Steel | Steel |  | Painted or None | Steel |  | 1901-01-01 | None | [5 empty] | Manual Tank Gauging (only tanks 1000 gal. or less and 48” or 64” in diameter) | [8 empty] | UST Currently In Use: 0; UST Temp Close: 0; AST Currently In Use: 0; AST Temp Closed: 0 | 0 | 0 | 2 | 19045-133-015965 | GEORGE M LITTLE
44202 | Currently in Use |  | 1993-06-30 |  | Petroleum | Premium gasoline | Premium gasoline | Retail | Double Wall, Fiberglass reinforced plastic | Fiberglass reinforced plastic |  |  | Double Wall, Fiberglass reinforced plastic, 2 PIECES |  | 2005-03-01 |  | Catchment Basin, Single walled catchment basin | Automatic shutoff device At 95% full | Automatic shutoff device At 95% full |  | SENSOR TO ATG | Continuous Automatic Tank Gauge |  | Automatic shutoff device (AELLD) | Automatic shutoff device (AELLD) | [5 empty] | UST Currently In Use: 2; UST Temp Close: 0; AST Currently In Use: 0; AST Temp Closed: 0 | 2 | 0 | 4 | 13343-073-009241 | MCCULLOUGH OIL COMPANY, INC.
44203 | Currently in Use |  | 1992-04-01 |  | Petroleum | Unleaded gasoline | Unleaded gasoline | Retail | Fiberglass reinforced plastic, Single Wall, 8K/8K | Single Wall |  |  | Double Wall, Fiberglass reinforced plastic, 2 PIECES |  | 1901-01-01 |  | Catchment Basin, Single walled catchment basin | Automatic shutoff device At 95% full | Automatic shutoff device At 95% full |  |  | Continuous Automatic Tank Gauge |  | Automatic flow restrictor (MLLD) | Automatic flow restrictor (MLLD) |  |  | Annual line testing | Annual line testing |  | UST Currently In Use: 2; UST Temp Close: 0; AST Currently In Use: 0; AST Temp Closed: 0 | 2 | 0 | 3 | 23679-073-009245 | BOCA PROPERTIES LLC
44205 | Currently in Use |  | 1992-04-01 |  | Petroleum | Premium gasoline | Premium gasoline | Retail | Fiberglass reinforced plastic, Single Wall | Single Wall |  |  | Double Wall, Fiberglass reinforced plastic, 2 PIECES |  | 1901-01-01 |  | Catchment Basin, Single walled catchment basin | Automatic shutoff device At 95% full | Automatic shutoff device At 95% full |  |  | Continuous Automatic Tank Gauge |  | Automatic flow restrictor (MLLD) | Automatic flow restrictor (MLLD) |  |  | Annual line testing | Annual line testing |  | UST Currently In Use: 2; UST Temp Close: 0; AST Currently In Use: 0; AST Temp Closed: 0 | 2 | 0 | 3 | 23679-073-009245 | BOCA PROPERTIES LLC
44206 | Permanently Closed | 1998-12-22 | 1988-01-01 | 1999-04-26 | Petroleum | Unleaded gasoline | Unleaded gasoline | Industrial | Steel | Steel |  | Painted or None | Steel |  | 1901-01-01 | [12 empty] | Annual line testing | Annual line testing |  | UST Currently In Use: 0; UST Temp Close: 0; AST Currently In Use: 0; AST Temp Closed: 0 | 0 | 0 | 1 | 19001-073-015954 | PRECISION HUSKY
44207 | Currently in Use |  | 1993-06-10 |  | Petroleum | On road diesel | On road diesel | Retail | Steel | Steel | Coated & cathodic protection (sti-P3), Field installed cathodic protection |  | Fiberglass reinforced plastic |  |  |  | Catchment Basin, Single walled catchment basin | Flow Rest 90% Full | Flow Rest 90% Full | Interstitial Monitoring within Secondary Containment | SENSOR TO ATG | Continuous Automatic Tank Gauge |  | Automatic flow restrictor (MLLD), Containment Sump | Containment Sump | Interstitial Monitoring within Secondary Containment |  | Continuous alarm system | Continuous alarm system |  | UST Currently In Use: 3; UST Temp Close: 0; AST Currently In Use: 0; AST Temp Closed: 0 | 3 | 0 | 0 | 12373-123-015967 | HILL PETROLEUM CO INC
44210 | Currently in Use |  | 1993-06-10 |  | Petroleum | Premium gasoline | Premium gasoline | Retail | Steel | Steel | Coated & cathodic protection (sti-P3), Field installed cathodic protection |  | Fiberglass reinforced plastic |  |  |  | Catchment Basin, Single walled catchment basin | Flow Rest 90% Full | Flow Rest 90% Full | Interstitial Monitoring within Secondary Containment | SENSOR TO ATG | Continuous Automatic Tank Gauge |  | Automatic flow restrictor (MLLD), Containment Sump | Containment Sump | Interstitial Monitoring within Secondary Containment |  | Continuous alarm system | Continuous alarm system |  | UST Currently In Use: 3; UST Temp Close: 0; AST Currently In Use: 0; AST Temp Closed: 0 | 3 | 0 | 0 | 12373-123-015967 | HILL PETROLEUM CO INC
44213 | Currently in Use |  | 1993-06-10 |  | Petroleum | Unleaded gasoline | Unleaded gasoline | Retail | Steel | Steel | Coated & cathodic protection (sti-P3), Field installed cathodic protection |  | Fiberglass reinforced plastic |  |  |  | Catchment Basin, Single walled catchment basin | Flow Rest 90% Full | Flow Rest 90% Full | Interstitial Monitoring within Secondary Containment |  | Continuous Automatic Tank Gauge |  | Automatic flow restrictor (MLLD), Containment Sump | Containment Sump | Interstitial Monitoring within Secondary Containment |  | Continuous alarm system | Continuous alarm system |  | UST Currently In Use: 3; UST Temp Close: 0; AST Currently In Use: 0; AST Temp Closed: 0 | 3 | 0 | 0 | 12373-123-015967 | HILL PETROLEUM CO INC
44214 | Currently in Use |  | 1993-02-21 |  | Petroleum | On road diesel | On road diesel | Retail | Steel | Steel | Coated & cathodic protection (sti-P3), Field installed cathodic protection |  | Fiberglass reinforced plastic | APT | 2018-05-04 |  | Catchment Basin, Single walled catchment basin | Audible high level alarm At 90% full, Automatic shutoff device At 95% full | Automatic shutoff device At 95% full |  |  | Automatic Tank Gauge |  |  |  | Interstitial Monitoring within Secondary Containment | MANUAL/VISUAL CHECK |  |  |  | UST Currently In Use: 6; UST Temp Close: 0; AST Currently In Use: 0; AST Temp Closed: 0 | 6 | 0 | 2 | 20759-061-003181 | SOUTHWEST GEORGIA OIL COMPANY
44216 | Currently in Use |  | 1993-02-21 |  | Petroleum | Other, NON-ETHANO | Other | Retail | Steel | Steel | Coated & cathodic protection (sti-P3), Field installed cathodic protection |  | Fiberglass reinforced plastic | APT | 2018-04-01 |  | Catchment Basin, Single walled catchment basin | Audible high level alarm At 90% full, Automatic shutoff device At 95% full | Automatic shutoff device At 95% full |  |  | Automatic Tank Gauge | [8 empty] | UST Currently In Use: 6; UST Temp Close: 0; AST Currently In Use: 0; AST Temp Closed: 0 | 6 | 0 | 2 | 20759-061-003181 | SOUTHWEST GEORGIA OIL COMPANY
44217 | Currently in Use |  | 1991-02-27 |  | Petroleum | Unleaded gasoline | Unleaded gasoline | Retail | Steel | Steel | Coated & cathodic protection (sti-P3) |  | Fiberglass reinforced plastic |  |  |  | Catchment Basin, Single walled catchment basin | Flow Rest 90% Full | Flow Rest 90% Full |  |  | Continuous Automatic Tank Gauge | [8 empty] | UST Currently In Use: 2; UST Temp Close: 1; AST Currently In Use: 0; AST Temp Closed: 0 | 2 | 1 | 0 | 23313-121-015968 | NAUSHAD S. NILGIRIWALA
44220 | Currently in Use |  | 1991-02-27 |  | Petroleum | On road diesel | On road diesel | Retail | Steel | Steel | Coated & cathodic protection (sti-P3) |  | Fiberglass reinforced plastic |  |  |  | Catchment Basin, Single walled catchment basin | Flow Rest 90% Full | Flow Rest 90% Full |  |  | Continuous Automatic Tank Gauge | [8 empty] | UST Currently In Use: 2; UST Temp Close: 1; AST Currently In Use: 0; AST Temp Closed: 0 | 2 | 1 | 0 | 23313-121-015968 | NAUSHAD S. NILGIRIWALA
44223 | Temporary Closed | 2009-12-01 | 1991-02-27 |  | Petroleum | Premium gasoline | Premium gasoline | Retail | Steel | Steel | Coated & cathodic protection (sti-P3) |  | Fiberglass reinforced plastic |  |  |  | Catchment Basin, Single walled catchment basin | Flow Rest 90% Full | Flow Rest 90% Full |  |  | Continuous Automatic Tank Gauge | [8 empty] | UST Currently In Use: 2; UST Temp Close: 1; AST Currently In Use: 0; AST Temp Closed: 0 | 2 | 1 | 0 | 23313-121-015968 | NAUSHAD S. NILGIRIWALA
44224 | Currently in Use |  | 1993-09-01 |  | Petroleum | Unleaded gasoline | Unleaded gasoline | Retail | Steel | Steel | Coated & cathodic protection (sti-P3) |  | Fiberglass reinforced plastic |  |  |  | Catchment Basin, Single walled catchment basin | Automatic shutoff device At 95% full | Automatic shutoff device At 95% full |  |  | Automatic Tank Gauge | [8 empty] | UST Currently In Use: 3; UST Temp Close: 0; AST Currently In Use: 1; AST Temp Closed: 0 | 3 | 0 | 3 | 24596-117-001267 | HOLDEN ENERGY LLC
44225 | Currently in Use |  | 1993-09-01 |  | Petroleum | Mid-grade gasoline | Mid-grade gasoline | Retail | Steel | Steel | Coated & cathodic protection (sti-P3) |  | Fiberglass reinforced plastic |  |  |  | Catchment Basin, Single walled catchment basin | Automatic shutoff device At 95% full | Automatic shutoff device At 95% full |  |  | Automatic Tank Gauge | [8 empty] | UST Currently In Use: 3; UST Temp Close: 0; AST Currently In Use: 1; AST Temp Closed: 0 | 3 | 0 | 3 | 24596-117-001267 | HOLDEN ENERGY LLC
44226 | Currently in Use |  | 1993-09-01 |  | Petroleum | Premium gasoline | Premium gasoline | Retail | Steel | Steel | Coated & cathodic protection (sti-P3) |  | Fiberglass reinforced plastic |  |  |  | Catchment Basin, Single walled catchment basin | Automatic shutoff device At 95% full | Automatic shutoff device At 95% full |  |  | Automatic Tank Gauge | [8 empty] | UST Currently In Use: 3; UST Temp Close: 0; AST Currently In Use: 1; AST Temp Closed: 0 | 3 | 0 | 3 | 24596-117-001267 | HOLDEN ENERGY LLC
44227 | Currently in Use |  | 1993-10-01 |  | Petroleum | Unleaded gasoline | Unleaded gasoline | Retail | Steel | Steel | Coated & cathodic protection (sti-P3) |  | Fiberglass reinforced plastic |  |  |  | Catchment Basin, Single walled catchment basin | Automatic shutoff device At 95% full | Automatic shutoff device At 95% full |  |  | Continuous Automatic Tank Gauge |  | Automatic flow restrictor (MLLD), Containment Sump | Containment Sump | Interstitial Monitoring within Secondary Containment | SENSOR TO ATG | Continuous alarm system | Continuous alarm system |  | UST Currently In Use: 4; UST Temp Close: 0; AST Currently In Use: 1; AST Temp Closed: 0 | 4 | 0 | 4 | 25319-115-010374 | PETRO DEVELOPERS LLC
44228 | Currently in Use |  | 1993-10-01 |  | Petroleum | Other, OFFROAD | Other | Retail | Steel | Steel | Coated & cathodic protection (sti-P3) |  | Fiberglass reinforced plastic |  |  |  | Catchment Basin, Single walled catchment basin | Automatic shutoff device At 95% full | Automatic shutoff device At 95% full |  |  | Continuous Automatic Tank Gauge |  | Automatic flow restrictor (MLLD), Containment Sump | Containment Sump | Interstitial Monitoring within Secondary Containment | SENSOR TO ATG | Continuous alarm system | Continuous alarm system |  | UST Currently In Use: 4; UST Temp Close: 0; AST Currently In Use: 1; AST Temp Closed: 0 | 4 | 0 | 4 | 25319-115-010374 | PETRO DEVELOPERS LLC
44229 | Currently in Use |  | 1993-10-01 |  | Petroleum | Premium gasoline | Premium gasoline | Retail | Steel | Steel | Coated & cathodic protection (sti-P3) |  | Fiberglass reinforced plastic |  |  |  | Catchment Basin, Single walled catchment basin | Automatic shutoff device At 95% full | Automatic shutoff device At 95% full |  |  | Continuous Automatic Tank Gauge |  | Automatic flow restrictor (MLLD), Containment Sump | Containment Sump | Interstitial Monitoring within Secondary Containment | SENSOR TO ATG | Continuous alarm system | Continuous alarm system |  | UST Currently In Use: 4; UST Temp Close: 0; AST Currently In Use: 1; AST Temp Closed: 0 | 4 | 0 | 4 | 25319-115-010374 | PETRO DEVELOPERS LLC
44230 | Currently in Use |  | 1993-10-01 |  | Petroleum | On road diesel | On road diesel | Retail | Steel | Steel | Coated & cathodic protection (sti-P3) |  | Fiberglass reinforced plastic |  |  |  | Catchment Basin, Single walled catchment basin | Automatic shutoff device At 95% full | Automatic shutoff device At 95% full |  |  | Continuous Automatic Tank Gauge |  | Automatic flow restrictor (MLLD), Containment Sump | Containment Sump | Interstitial Monitoring within Secondary Containment | SENSOR TO ATG | Continuous alarm system | Continuous alarm system |  | UST Currently In Use: 4; UST Temp Close: 0; AST Currently In Use: 1; AST Temp Closed: 0 | 4 | 0 | 4 | 25319-115-010374 | PETRO DEVELOPERS LLC
44231 | Currently in Use |  | 1993-08-18 |  | Petroleum | Unleaded gasoline | Unleaded gasoline | Retail | Single Wall, Steel | Steel | Coated & cathodic protection (sti-P3), Field installed cathodic protection |  | Double Wall, Fiberglass reinforced plastic |  |  |  | Catchment Basin, Single walled catchment basin | Automatic shutoff device At 95% full | Automatic shutoff device At 95% full |  |  | Automatic Tank Gauge |  | Automatic flow restrictor (MLLD) | Automatic flow restrictor (MLLD) |  |  | Annual line testing | Annual line testing |  | UST Currently In Use: 2; UST Temp Close: 0; AST Currently In Use: 0; AST Temp Closed: 0 | 2 | 0 | 5 | 25265-055-005697 | LGWS/CROSS AMERICA PARTNERS
44232 | Currently in Use |  | 1993-08-18 |  | Petroleum | Mid-grade gasoline | Mid-grade gasoline | Retail | Single Wall, Steel, 5M/5P | Steel | Coated & cathodic protection (sti-P3), Field installed cathodic protection |  | Double Wall, Fiberglass reinforced plastic |  |  |  | Catchment Basin, Single walled catchment basin | Flow Rest 90% Full | Flow Rest 90% Full |  |  | Automatic Tank Gauge |  | Automatic flow restrictor (MLLD), Containment Sump | Containment Sump |  |  | Annual line testing | Annual line testing |  | UST Currently In Use: 2; UST Temp Close: 0; AST Currently In Use: 0; AST Temp Closed: 0 | 2 | 0 | 5 | 25265-055-005697 | LGWS/CROSS AMERICA PARTNERS
44233 | Permanently Closed | 1997-08-22 | 1985-01-01 | 1997-08-27 | Petroleum | Unleaded gasoline | Unleaded gasoline | Retail | [6 empty] | 1901-01-01 | [6 empty] | Statistical Inventory Reconciliation (SIR) | [8 empty] | UST Currently In Use: 2; UST Temp Close: 0; AST Currently In Use: 0; AST Temp Closed: 0 | 2 | 0 | 3 | 25746-129-015776 | ALABAMA PETRO LLC
44234 | Permanently Closed | 2007-11-09 | 1987-06-01 | 2008-01-24 | Petroleum | Unleaded gasoline | Unleaded gasoline | Retail | Steel | Steel | Coated & cathodic protection (sti-P3), Field installed cathodic protection |  | Steel |  | 1901-01-01 | Field installed cathodic protection, TAPED | Catchment Basin, Single walled catchment basin | Flow Rest 90% Full | Flow Rest 90% Full |  |  | Statistical Inventory Reconciliation (SIR) | [8 empty] | UST Currently In Use: 0; UST Temp Close: 0; AST Currently In Use: 0; AST Temp Closed: 0 | 0 | 0 | 2 | 10878-019-015969 | CEDAR BLUFF OIL CO
44237 | Permanently Closed | 2007-11-09 | 1987-06-01 | 2008-01-24 | Petroleum | Premium gasoline | Premium gasoline | Retail | Steel | Steel | Coated & cathodic protection (sti-P3), Field installed cathodic protection |  | Steel |  | 1901-01-01 | Field installed cathodic protection, TAPED | Catchment Basin, Single walled catchment basin | Flow Rest 90% Full | Flow Rest 90% Full |  |  | Statistical Inventory Reconciliation (SIR) | [8 empty] | UST Currently In Use: 0; UST Temp Close: 0; AST Currently In Use: 0; AST Temp Closed: 0 | 0 | 0 | 2 | 10878-019-015969 | CEDAR BLUFF OIL CO
44238 | Temporary Closed | 2010-11-01 | 1993-08-09 |  | Petroleum | Unleaded gasoline | Unleaded gasoline | Retail | Steel | Steel | Coated & cathodic protection (sti-P3) |  | Fiberglass reinforced plastic |  |  |  | Catchment Basin, Single walled catchment basin | Automatic shutoff device At 95% full | Automatic shutoff device At 95% full |  |  | Statistical Inventory Reconciliation (SIR) | [8 empty] | UST Currently In Use: 0; UST Temp Close: 1; AST Currently In Use: 0; AST Temp Closed: 0 | 0 | 1 | 0 | 19034-107-015970 | MIKE BROWN
44239 | Currently in Use |  | 1990-12-23 |  | Petroleum | Unleaded gasoline | Unleaded gasoline | Retail | Steel | Steel | Coated & cathodic protection (sti-P3) |  | Fiberglass reinforced plastic |  |  |  | Catchment Basin, Single walled catchment basin | Automatic shutoff device At 95% full | Automatic shutoff device At 95% full |  |  | Automatic Tank Gauge | [8 empty] | UST Currently In Use: 1; UST Temp Close: 0; AST Currently In Use: 0; AST Temp Closed: 0 | 1 | 0 | 2 | 15445-045-008829 | CONSOLIDATED AUTO RENTAL SERVICE INC
44240 | Currently in Use |  | 1986-04-24 23:00 |  | Petroleum | Premium gasoline | Premium gasoline | Retail | Steel | Steel | Coated & cathodic protection (sti-P3) |  | Steel |  |  | Galvanic Cathodic | Catchment Basin, Single walled catchment basin | Automatic shutoff device At 95% full, Flow Rest 90% Full | Flow Rest 90% Full |  |  | Automatic Tank Gauge | [8 empty] | UST Currently In Use: 4; UST Temp Close: 0; AST Currently In Use: 0; AST Temp Closed: 0 | 4 | 0 | 2 | 15476-081-007220 | YOUNG OIL INC
44243 | Currently in Use |  | 1986-04-24 23:00 |  | Petroleum | On road diesel | On road diesel | Retail | Steel | Steel | Coated & cathodic protection (sti-P3) |  | Steel |  |  | Galvanic Cathodic | Catchment Basin, Single walled catchment basin | Automatic shutoff device At 95% full, Flow Rest 90% Full | Flow Rest 90% Full |  |  | Automatic Tank Gauge | [8 empty] | UST Currently In Use: 4; UST Temp Close: 0; AST Currently In Use: 0; AST Temp Closed: 0 | 4 | 0 | 2 | 15476-081-007220 | YOUNG OIL INC
44244 | Permanently Closed | 1998-03-01 | 1991-08-23 | 1998-03-24 | Petroleum | Unleaded gasoline | Unleaded gasoline | Bulk facility, Local Government | Steel | Steel |  |  |  |  | 1901-01-01 | [15 empty] | UST Currently In Use: 0; UST Temp Close: 0; AST Currently In Use: 0; AST Temp Closed: 0 | 0 | 0 | 2 | 10357-001-009944 | AUTAUGA COUNTY BOARD OF EDUCATION
44245 | Temporary Closed | 2021-03-15 | 1993-04-02 |  | Petroleum | Unleaded gasoline | Unleaded gasoline | Retail | Double Wall, Fiberglass coated steel | Fiberglass coated steel |  |  | Double Wall, Flexible, ENVIROFLEX |  | 1901-01-01 | None | Catchment Basin, Single walled catchment basin | Audible high level alarm At 90% full, Flow Rest 90% Full | Flow Rest 90% Full |  |  | Automatic Tank Gauge |  | Automatic shutoff device (AELLD), Containment Sump, MANIF W 49 | Containment Sump |  |  | Other, MANIF W 49 | Other |  | UST Currently In Use: 0; UST Temp Close: 4; AST Currently In Use: 0; AST Temp Closed: 0 | 0 | 4 | 0 | 25265-101-015973 | LGWS/CROSS AMERICA PARTNERS
44253 | Temporary Closed | 2021-03-15 | 1993-04-02 |  | Petroleum | Premium gasoline | Premium gasoline | Retail | Double Wall, Fiberglass coated steel | Fiberglass coated steel |  |  | Double Wall, Flexible, ENVIROFLEX |  | 1901-01-01 | None | Catchment Basin, Single walled catchment basin | Audible high level alarm At 90% full, Flow Rest 90% Full | Flow Rest 90% Full |  |  | Automatic Tank Gauge |  | Automatic shutoff device (AELLD), Containment Sump | Containment Sump | [5 empty] | UST Currently In Use: 0; UST Temp Close: 4; AST Currently In Use: 0; AST Temp Closed: 0 | 0 | 4 | 0 | 25265-101-015973 | LGWS/CROSS AMERICA PARTNERS
44257 | Temporary Closed | 2021-03-15 | 1993-04-02 |  | Petroleum | On road diesel | On road diesel | Retail | Double Wall, Fiberglass coated steel | Fiberglass coated steel |  |  | Double Wall, Flexible, ENVIROFLEX |  | 1901-01-01 | None | Catchment Basin, Single walled catchment basin | Audible high level alarm At 90% full, Flow Rest 90% Full | Flow Rest 90% Full |  |  | Automatic Tank Gauge |  | Automatic shutoff device (AELLD), Containment Sump | Containment Sump | [5 empty] | UST Currently In Use: 0; UST Temp Close: 4; AST Currently In Use: 0; AST Temp Closed: 0 | 0 | 4 | 0 | 25265-101-015973 | LGWS/CROSS AMERICA PARTNERS
44261 | Temporary Closed | 2021-03-15 | 1993-04-02 |  | Petroleum | Other, NON ETHANO | Other | Retail | Double Wall, Fiberglass coated steel | Fiberglass coated steel |  |  | Double Wall, Flexible, ENVIROFLEX |  | 1901-01-01 | None | Catchment Basin, Single walled catchment basin | Audible high level alarm At 90% full, Flow Rest 90% Full | Flow Rest 90% Full |  |  | Automatic Tank Gauge |  | Automatic shutoff device (AELLD), Containment Sump | Containment Sump | [5 empty] | UST Currently In Use: 0; UST Temp Close: 4; AST Currently In Use: 0; AST Temp Closed: 0 | 0 | 4 | 0 | 25265-101-015973 | LGWS/CROSS AMERICA PARTNERS
44263 | Temporary Closed | 2018-02-01 | 1991-09-01 |  | Petroleum | On road diesel | On road diesel | Retail | Steel | Steel | Coated & cathodic protection (sti-P3) |  | Fiberglass reinforced plastic |  |  |  | Catchment Basin, Single walled catchment basin | Flow Rest 90% Full | Flow Rest 90% Full |  |  | Statistical Inventory Reconciliation (SIR) |  | Automatic flow restrictor (MLLD) | Automatic flow restrictor (MLLD) |  |  | Statistical inventory reconciliation (SIR) | Statistical inventory reconciliation (SIR) |  | UST Currently In Use: 1; UST Temp Close: 3; AST Currently In Use: 0; AST Temp Closed: 0 | 1 | 3 | 4 | 23386-045-008772 | KBC LLC
44265 | Currently in Use |  | 1993-11-15 |  | Petroleum | Unleaded gasoline | Unleaded gasoline | Retail | Double Wall, Fiberglass reinforced plastic | Fiberglass reinforced plastic |  |  | Double Wall, Fiberglass reinforced plastic |  | 2010-02-03 |  | Catchment Basin, Single walled catchment basin | Automatic shutoff device At 95% full | Automatic shutoff device At 95% full | Interstitial Monitoring within Secondary Containment | SENSOR TO ATG | Continuous Automatic Tank Gauge | Single walled submersible pump containment sump | Automatic flow restrictor (MLLD), Containment Sump | Containment Sump | Interstitial Monitoring within Secondary Containment | SENSOR TO ATG | Continuous alarm system, Other, INTMON REQ | Other |  | UST Currently In Use: 3; UST Temp Close: 0; AST Currently In Use: 0; AST Temp Closed: 0 | 3 | 0 | 3 | 11661-077-001815 | EDWARDS OIL COMPANY
44266 | Permanently Closed | 1998-12-22 | 1986-01-27 | 1999-10-26 | Petroleum | Unleaded gasoline | Unleaded gasoline | Bulk facility, Local Government | Steel | Steel |  | Painted or None |  |  | 1901-01-01 | None | [11 empty] | Annual line testing | Annual line testing |  | UST Currently In Use: 0; UST Temp Close: 0; AST Currently In Use: 0; AST Temp Closed: 0 | 0 | 0 | 1 | 13067-079-015974 | LAWRENCE COUNTY COMMISSION
44267 | Permanently Closed | 2009-10-20 | 1990-08-15 | 2009-10-20 | Petroleum | Unleaded gasoline | Unleaded gasoline | Retail | Steel | Steel | Coated & cathodic protection (sti-P3) |  | Fiberglass reinforced plastic |  |  |  | Catchment Basin, Single walled catchment basin | Flow Rest 90% Full | Flow Rest 90% Full |  |  | Statistical Inventory Reconciliation (SIR) |  |  |  | Interstitial Monitoring within Secondary Containment |  | Statistical inventory reconciliation (SIR) | Statistical inventory reconciliation (SIR) |  | UST Currently In Use: 2; UST Temp Close: 0; AST Currently In Use: 0; AST Temp Closed: 0 | 2 | 0 | 8 | 11379-059-012660 | SIBLEY OIL COMPANY
44270 | Permanently Closed | 2009-10-20 | 1990-08-15 | 2009-10-20 | Petroleum | Mid-grade gasoline | Mid-grade gasoline | Retail | Steel | Steel | Coated & cathodic protection (sti-P3) |  | Fiberglass reinforced plastic |  |  |  | Catchment Basin, Single walled catchment basin | Flow Rest 90% Full | Flow Rest 90% Full |  |  | Statistical Inventory Reconciliation (SIR) |  |  |  | Interstitial Monitoring within Secondary Containment |  | Statistical inventory reconciliation (SIR) | Statistical inventory reconciliation (SIR) |  | UST Currently In Use: 2; UST Temp Close: 0; AST Currently In Use: 0; AST Temp Closed: 0 | 2 | 0 | 8 | 11379-059-012660 | SIBLEY OIL COMPANY
44271 | Permanently Closed | 2009-10-20 | 1990-08-15 | 2009-10-20 | Petroleum | Premium gasoline | Premium gasoline | Retail | Steel | Steel | Coated & cathodic protection (sti-P3) |  | Fiberglass reinforced plastic |  |  |  | Catchment Basin, Single walled catchment basin | Flow Rest 90% Full | Flow Rest 90% Full |  |  | Statistical Inventory Reconciliation (SIR) |  |  |  | Interstitial Monitoring within Secondary Containment |  | Statistical inventory reconciliation (SIR) | Statistical inventory reconciliation (SIR) |  | UST Currently In Use: 2; UST Temp Close: 0; AST Currently In Use: 0; AST Temp Closed: 0 | 2 | 0 | 8 | 11379-059-012660 | SIBLEY OIL COMPANY
44272 | Currently in Use |  | 1993-05-27 |  | Petroleum | 100% biodiesel (Not Regulated) | 100% biodiesel (Not Regulated) | Retail | Single Wall, Steel | Steel | Coated & cathodic protection (sti-P3) |  | Fiberglass reinforced plastic, Single Wall |  |  |  | Catchment Basin, Single walled catchment basin | Automatic shutoff device At 95% full | Automatic shutoff device At 95% full |  |  | Continuous Automatic Tank Gauge | [8 empty] | UST Currently In Use: 4; UST Temp Close: 0; AST Currently In Use: 0; AST Temp Closed: 0 | 4 | 0 | 3 | 12534-055-005130 | IRA PHILLIPS INC
44273 | Permanently Closed | 2007-07-01 | 1993-04-06 | 2008-07-28 | Petroleum | Unleaded gasoline | Unleaded gasoline | Retail | Steel | Steel | Coated & cathodic protection (sti-P3) |  | Fiberglass reinforced plastic |  | 1901-01-01 |  | Catchment Basin, Single walled catchment basin | Flow Rest 90% Full | Flow Rest 90% Full |  |  | Statistical Inventory Reconciliation (SIR) | [8 empty] | UST Currently In Use: 0; UST Temp Close: 0; AST Currently In Use: 0; AST Temp Closed: 0 | 0 | 0 | 4 | 11402-009-014582 | DEAN OIL CO INC
44274 | Permanently Closed | 2001-08-29 | 1993-02-15 | 2001-08-29 | Petroleum | Kerosene | Kerosene | Retail | Steel | Steel | Coated & cathodic protection (sti-P3), Field installed cathodic protection |  | Fiberglass reinforced plastic |  | 1901-01-01 | Field installed cathodic protection, None | Catchment Basin, Single walled catchment basin | Flow Rest 90% Full | Flow Rest 90% Full |  |  | Statistical Inventory Reconciliation (SIR) | [8 empty] | UST Currently In Use: 3; UST Temp Close: 0; AST Currently In Use: 0; AST Temp Closed: 0 | 3 | 0 | 6 | 15201-127-015162 | VULCAN OIL COMPANY INC.
44276 | Currently in Use |  | 1988-06-01 |  | Petroleum | Unleaded gasoline | Unleaded gasoline | Retail | Single Wall, Steel | Steel | Coated & cathodic protection (sti-P3) |  | Fiberglass reinforced plastic, Single Wall |  |  |  | Catchment Basin, Single walled catchment basin | Automatic shutoff device At 95% full | Automatic shutoff device At 95% full |  |  | Continuous Automatic Tank Gauge |  | Automatic shutoff device (AELLD) | Automatic shutoff device (AELLD) |  |  | Annual line testing | Annual line testing |  | UST Currently In Use: 3; UST Temp Close: 0; AST Currently In Use: 0; AST Temp Closed: 0 | 3 | 0 | 4 | 15201-103-007165 | VULCAN OIL COMPANY INC.
44277 | Currently in Use |  | 1988-06-01 |  | Petroleum | On road diesel | On road diesel | Retail | Single Wall, Steel | Steel | Coated & cathodic protection (sti-P3) |  | Fiberglass reinforced plastic, Single Wall |  |  |  | Catchment Basin, Single walled catchment basin | Automatic shutoff device At 95% full | Automatic shutoff device At 95% full |  |  | Continuous Automatic Tank Gauge |  | Automatic shutoff device (AELLD) | Automatic shutoff device (AELLD) |  |  | Annual line testing | Annual line testing |  | UST Currently In Use: 3; UST Temp Close: 0; AST Currently In Use: 0; AST Temp Closed: 0 | 3 | 0 | 4 | 15201-103-007165 | VULCAN OIL COMPANY INC.
44278 | Currently in Use |  | 1992-10-30 |  | Petroleum | Premium gasoline | Premium gasoline | Retail | Single Wall, Steel | Steel | Coated & cathodic protection (sti-P3) |  | Fiberglass reinforced plastic, Single Wall |  |  |  | Catchment Basin, Single walled catchment basin | Automatic shutoff device At 95% full | Automatic shutoff device At 95% full |  |  | Continuous Automatic Tank Gauge |  | Automatic shutoff device (AELLD) | Automatic shutoff device (AELLD) |  |  | Annual line testing | Annual line testing |  | UST Currently In Use: 3; UST Temp Close: 0; AST Currently In Use: 0; AST Temp Closed: 0 | 3 | 0 | 4 | 15201-103-007165 | VULCAN OIL COMPANY INC.
44279 | Permanently Closed | 2006-12-14 | 1992-10-30 | 2006-12-14 | Petroleum | Kerosene | Kerosene | Retail | Steel | Steel | Coated & cathodic protection (sti-P3) |  | Fiberglass reinforced plastic |  | 1901-01-01 |  | Catchment Basin, Single walled catchment basin | Flow Rest 90% Full | Flow Rest 90% Full |  |  | Statistical Inventory Reconciliation (SIR) | [8 empty] | UST Currently In Use: 3; UST Temp Close: 0; AST Currently In Use: 0; AST Temp Closed: 0 | 3 | 0 | 4 | 15201-103-007165 | VULCAN OIL COMPANY INC.
44280 | Permanently Closed | 1994-04-01 | 1972-01-01 | 1994-04-04 | Petroleum | Unleaded gasoline | Unleaded gasoline | Bulk facility | Steel | Steel |  |  | Steel |  | 1901-01-01 | None | [11 empty] | Annual line testing | Annual line testing |  | UST Currently In Use: 0; UST Temp Close: 0; AST Currently In Use: 2; AST Temp Closed: 0 | 0 | 0 | 2 | 19049-101-015975 | BROWDER VENEER WORKS INC
44281 | Permanently Closed | 1994-04-01 | 1972-01-01 | 1994-04-04 | Petroleum | On road diesel | On road diesel | Bulk facility | Steel | Steel |  |  | Steel |  | 1901-01-01 | None | [11 empty] | Annual line testing | Annual line testing |  | UST Currently In Use: 0; UST Temp Close: 0; AST Currently In Use: 2; AST Temp Closed: 0 | 0 | 0 | 2 | 19049-101-015975 | BROWDER VENEER WORKS INC
44282 | Currently in Use |  | 1993-09-02 |  | Petroleum | On road diesel | On road diesel | Retail | Steel | Steel | Coated & cathodic protection (sti-P3), Field installed cathodic protection |  | Flexible |  |  |  | Catchment Basin, Single walled catchment basin | Flow Rest 90% Full | Flow Rest 90% Full |  |  | Continuous Automatic Tank Gauge |  | Automatic flow restrictor (MLLD) | Automatic flow restrictor (MLLD) |  |  | Annual line testing | Annual line testing |  | UST Currently In Use: 4; UST Temp Close: 0; AST Currently In Use: 0; AST Temp Closed: 0 | 4 | 0 | 0 | 24931-065-000243 | KAID BROTHERS
44283 | Currently in Use |  | 1993-04-28 |  | Petroleum | Unleaded gasoline | Unleaded gasoline | Retail | Steel | Steel | Coated & cathodic protection (sti-P3) |  | Flexible |  |  |  | Catchment Basin, Single walled catchment basin | Flow Rest 90% Full | Flow Rest 90% Full |  |  | Automatic Tank Gauge, Statistical Inventory Reconciliation (SIR) |  | Automatic flow restrictor (MLLD), Containment Sump | Containment Sump |  |  | Statistical inventory reconciliation (SIR) | Statistical inventory reconciliation (SIR) |  | UST Currently In Use: 3; UST Temp Close: 0; AST Currently In Use: 0; AST Temp Closed: 0 | 3 | 0 | 0 | 10037-031-015976 | A. W. HERNDON OIL COMPANY, INC.
44286 | Currently in Use |  | 1993-04-28 |  | Petroleum | Premium gasoline | Premium gasoline | Retail | Steel | Steel | Coated & cathodic protection (sti-P3) |  | Flexible |  |  |  | Catchment Basin, Single walled catchment basin | Flow Rest 90% Full | Flow Rest 90% Full |  |  | Automatic Tank Gauge, Statistical Inventory Reconciliation (SIR) |  | Automatic flow restrictor (MLLD), Containment Sump | Containment Sump |  |  | Statistical inventory reconciliation (SIR) | Statistical inventory reconciliation (SIR) |  | UST Currently In Use: 3; UST Temp Close: 0; AST Currently In Use: 0; AST Temp Closed: 0 | 3 | 0 | 0 | 10037-031-015976 | A. W. HERNDON OIL COMPANY, INC.
44289 | Currently in Use |  | 1993-04-28 |  | Petroleum | Ethanol free gasoline | Ethanol free gasoline | Retail | Steel | Steel | Coated & cathodic protection (sti-P3) |  | Flexible |  |  |  | Catchment Basin, Single walled catchment basin | Flow Rest 90% Full | Flow Rest 90% Full |  |  | Automatic Tank Gauge, Statistical Inventory Reconciliation (SIR) |  | Automatic flow restrictor (MLLD), Containment Sump | Containment Sump |  |  | Statistical inventory reconciliation (SIR) | Statistical inventory reconciliation (SIR) |  | UST Currently In Use: 3; UST Temp Close: 0; AST Currently In Use: 0; AST Temp Closed: 0 | 3 | 0 | 0 | 10037-031-015976 | A. W. HERNDON OIL COMPANY, INC.
44290 | Currently in Use |  | 1986-05-08 |  | Petroleum | Kerosene | Kerosene | Retail | Steel | Steel | Field installed cathodic protection |  | Fiberglass reinforced plastic |  |  |  | Catchment Basin, Single walled catchment basin | Automatic shutoff device At 95% full | Automatic shutoff device At 95% full |  |  | Continuous Automatic Tank Gauge | [8 empty] | UST Currently In Use: 5; UST Temp Close: 0; AST Currently In Use: 0; AST Temp Closed: 0 | 5 | 0 | 0 | 10182-121-011240 | ALLEN OIL CO
44291 | Currently in Use |  | 1993-01-01 |  | Petroleum | Unleaded gasoline | Unleaded gasoline | Retail | Steel | Steel | Coated & cathodic protection (sti-P3), Field installed cathodic protection |  | Steel |  |  | Field installed cathodic protection | Catchment Basin, Single walled catchment basin | Automatic shutoff device At 95% full, Flow Rest 90% Full | Flow Rest 90% Full |  |  | Continuous Automatic Tank Gauge |  | Automatic shutoff device (AELLD) | Automatic shutoff device (AELLD) | [5 empty] | UST Currently In Use: 3; UST Temp Close: 0; AST Currently In Use: 0; AST Temp Closed: 0 | 3 | 0 | 3 | 15420-015-003239 | MAPCO EXPRESS, LLC
44292 | Currently in Use |  | 1993-01-01 |  | Petroleum | Premium gasoline | Premium gasoline | Retail | Steel | Steel | Coated & cathodic protection (sti-P3), Field installed cathodic protection |  | Steel |  |  | Field installed cathodic protection | Catchment Basin, Single walled catchment basin | Automatic shutoff device At 95% full, Flow Rest 90% Full | Flow Rest 90% Full |  |  | Continuous Automatic Tank Gauge |  | Automatic shutoff device (AELLD) | Automatic shutoff device (AELLD) | [5 empty] | UST Currently In Use: 3; UST Temp Close: 0; AST Currently In Use: 0; AST Temp Closed: 0 | 3 | 0 | 3 | 15420-015-003239 | MAPCO EXPRESS, LLC
44293 | Currently in Use |  | 1993-01-01 |  | Petroleum | On road diesel | On road diesel | Retail | Steel | Steel | Coated & cathodic protection (sti-P3), Field installed cathodic protection |  | Steel |  |  | Field installed cathodic protection | Catchment Basin, Single walled catchment basin | Automatic shutoff device At 95% full, Flow Rest 90% Full | Flow Rest 90% Full |  |  | Continuous Automatic Tank Gauge |  | Automatic shutoff device (AELLD) | Automatic shutoff device (AELLD) | [5 empty] | UST Currently In Use: 3; UST Temp Close: 0; AST Currently In Use: 0; AST Temp Closed: 0 | 3 | 0 | 3 | 15420-015-003239 | MAPCO EXPRESS, LLC
44295 | Currently in Use |  | 1993-03-01 |  | Petroleum | Unleaded gasoline | Unleaded gasoline | Retail | Steel | Steel | Coated & cathodic protection (sti-P3) |  | Fiberglass reinforced plastic |  |  |  | Catchment Basin, Single walled catchment basin | Flow Rest 90% Full | Flow Rest 90% Full |  |  | Statistical Inventory Reconciliation (SIR) |  | Automatic flow restrictor (MLLD) | Automatic flow restrictor (MLLD) |  |  | Statistical inventory reconciliation (SIR) | Statistical inventory reconciliation (SIR) |  | UST Currently In Use: 3; UST Temp Close: 0; AST Currently In Use: 0; AST Temp Closed: 0 | 3 | 0 | 0 | 17222-053-015962 | GLEN'S SERVICE STATIONS OF ALABAMA
44296 | Currently in Use |  | 1993-03-01 |  | Petroleum | Mid-grade gasoline | Mid-grade gasoline | Retail | Steel | Steel | Coated & cathodic protection (sti-P3) |  | Fiberglass reinforced plastic |  |  |  | Catchment Basin, Single walled catchment basin | Flow Rest 90% Full | Flow Rest 90% Full |  |  | Statistical Inventory Reconciliation (SIR) |  | Automatic flow restrictor (MLLD) | Automatic flow restrictor (MLLD) |  |  | Statistical inventory reconciliation (SIR) | Statistical inventory reconciliation (SIR) |  | UST Currently In Use: 3; UST Temp Close: 0; AST Currently In Use: 0; AST Temp Closed: 0 | 3 | 0 | 0 | 17222-053-015962 | GLEN'S SERVICE STATIONS OF ALABAMA
44297 | Currently in Use |  | 1993-03-01 |  | Petroleum | On road diesel | On road diesel | Retail | Steel | Steel | Coated & cathodic protection (sti-P3) |  | Fiberglass reinforced plastic |  |  |  | Catchment Basin, Single walled catchment basin | Flow Rest 90% Full | Flow Rest 90% Full |  |  | Statistical Inventory Reconciliation (SIR) |  | Automatic flow restrictor (MLLD) | Automatic flow restrictor (MLLD) |  |  | Statistical inventory reconciliation (SIR) | Statistical inventory reconciliation (SIR) |  | UST Currently In Use: 3; UST Temp Close: 0; AST Currently In Use: 0; AST Temp Closed: 0 | 3 | 0 | 0 | 17222-053-015962 | GLEN'S SERVICE STATIONS OF ALABAMA
44298 | Currently in Use |  | 1991-08-17 |  | Petroleum | Unleaded gasoline | Unleaded gasoline | Retail | Steel | Steel | Coated & cathodic protection (sti-P3) |  | Fiberglass reinforced plastic |  |  |  | Catchment Basin, Single walled catchment basin | Flow Rest 90% Full | Flow Rest 90% Full |  |  | Continuous Automatic Tank Gauge |  | Automatic flow restrictor (MLLD) | Automatic flow restrictor (MLLD) |  |  | Annual line testing | Annual line testing |  | UST Currently In Use: 5; UST Temp Close: 0; AST Currently In Use: 0; AST Temp Closed: 0 | 5 | 0 | 0 | 19061-001-015984 | D AND D ONE STOP
44299 | Currently in Use |  | 1991-08-17 |  | Petroleum | Premium gasoline | Premium gasoline | Retail | Steel | Steel | Coated & cathodic protection (sti-P3) |  | Fiberglass reinforced plastic |  |  |  | Catchment Basin, Single walled catchment basin | Flow Rest 90% Full | Flow Rest 90% Full |  |  | Continuous Automatic Tank Gauge |  | Automatic flow restrictor (MLLD) | Automatic flow restrictor (MLLD) |  |  | Annual line testing | Annual line testing |  | UST Currently In Use: 5; UST Temp Close: 0; AST Currently In Use: 0; AST Temp Closed: 0 | 5 | 0 | 0 | 19061-001-015984 | D AND D ONE STOP
44301 | Permanently Closed |  | 1993-10-01 | 2022-11-03 | Petroleum | On road diesel | On road diesel | Retail | Steel | Steel | Coated & cathodic protection (sti-P3) |  | Fiberglass reinforced plastic |  | 1901-01-01 |  | Catchment Basin, Single walled catchment basin | Automatic shutoff device At 95% full | Automatic shutoff device At 95% full |  |  | Continuous Automatic Tank Gauge | [8 empty] | UST Currently In Use: 0; UST Temp Close: 0; AST Currently In Use: 0; AST Temp Closed: 0 | 0 | 0 | 4 | 24267-003-014995 | NINE MILE ROAD, LLC
44302 | Currently in Use |  | 1992-06-18 |  | Petroleum | On road diesel | On road diesel | Emergency Power Generator | Steel | Steel | Coated & cathodic protection (sti-P3) |  | Fiberglass reinforced plastic |  | 1901-01-01 |  | Catchment Basin, Single walled catchment basin | Flow Rest 90% Full | Flow Rest 90% Full |  |  | Manual Tank Gauging (only tanks 1000 gal. or less and 48” or 64” in diameter) | [8 empty] | UST Currently In Use: 1; UST Temp Close: 0; AST Currently In Use: 0; AST Temp Closed: 0 | 1 | 0 | 0 | 19063-069-016580 | WOW
44303 | Currently in Use |  | 1990-12-20 |  | Petroleum | Unleaded gasoline | Unleaded gasoline | Retail | Steel | Steel | Coated & cathodic protection (sti-P3) |  | Fiberglass reinforced plastic |  |  |  | Catchment Basin, Single walled catchment basin | Flow Rest 90% Full | Flow Rest 90% Full |  |  | Automatic Tank Gauge, Statistical Inventory Reconciliation (SIR) | [8 empty] | UST Currently In Use: 3; UST Temp Close: 0; AST Currently In Use: 0; AST Temp Closed: 0 | 3 | 0 | 1 | 20708-081-001707 | UNIVERSITY STATION RV RESORT LLC
44308 | Currently in Use |  | 1990-12-20 |  | Petroleum | Mid-grade gasoline | Mid-grade gasoline | Retail | Steel | Steel | Coated & cathodic protection (sti-P3) |  | Fiberglass reinforced plastic |  |  |  | Catchment Basin, Single walled catchment basin | Flow Rest 90% Full | Flow Rest 90% Full |  |  | Automatic Tank Gauge, Statistical Inventory Reconciliation (SIR) | [8 empty] | UST Currently In Use: 3; UST Temp Close: 0; AST Currently In Use: 0; AST Temp Closed: 0 | 3 | 0 | 1 | 20708-081-001707 | UNIVERSITY STATION RV RESORT LLC
44311 | Currently in Use |  | 1990-12-20 |  | Petroleum | Premium gasoline | Premium gasoline | Retail | Steel | Steel | Coated & cathodic protection (sti-P3) |  | Fiberglass reinforced plastic |  |  |  | Catchment Basin, Single walled catchment basin | Flow Rest 90% Full | Flow Rest 90% Full |  |  | Automatic Tank Gauge, Statistical Inventory Reconciliation (SIR) | [8 empty] | UST Currently In Use: 3; UST Temp Close: 0; AST Currently In Use: 0; AST Temp Closed: 0 | 3 | 0 | 1 | 20708-081-001707 | UNIVERSITY STATION RV RESORT LLC
44312 | Currently in Use |  | 1993-09-02 |  | Petroleum | On road diesel | On road diesel | Bulk facility, Local Government | Double Wall, Fiberglass reinforced plastic | Fiberglass reinforced plastic |  |  | Double Wall, Fiberglass reinforced plastic, OLD-TYPE |  | 1901-01-01 |  | Catchment Basin, Single walled catchment basin | Automatic shutoff device At 95% full | Automatic shutoff device At 95% full |  |  | Continuous Automatic Tank Gauge |  | Containment Sump | Containment Sump | Interstitial Monitoring within Secondary Containment | SENSOR TO ATG | Continuous alarm system | Continuous alarm system |  | UST Currently In Use: 3; UST Temp Close: 0; AST Currently In Use: 0; AST Temp Closed: 0 | 3 | 0 | 1 | 10994-073-004184 | CITY OF BIRMINGHAM
44313 | Currently in Use |  | 1993-03-30 |  | Petroleum | Premium gasoline | Premium gasoline | Retail | Fiberglass coated steel | Fiberglass coated steel |  |  | Fiberglass reinforced plastic |  | 1901-01-01 |  | Catchment Basin, Single walled catchment basin | Automatic shutoff device At 95% full, Flow Rest 90% Full | Flow Rest 90% Full |  |  | Continuous Automatic Tank Gauge |  | Automatic flow restrictor (MLLD) | Automatic flow restrictor (MLLD) |  |  | Annual line testing | Annual line testing |  | UST Currently In Use: 3; UST Temp Close: 0; AST Currently In Use: 0; AST Temp Closed: 0 | 3 | 0 | 0 | 19072-125-015986 | FAST AND EASY FOOD STORES INC
44315 | Currently in Use |  | 1993-03-30 |  | Petroleum | Unleaded gasoline | Unleaded gasoline | Retail | Fiberglass coated steel | Fiberglass coated steel |  |  | Fiberglass reinforced plastic |  | 1901-01-01 |  | Catchment Basin, Single walled catchment basin | Flow Rest 90% Full | Flow Rest 90% Full |  |  | Continuous Automatic Tank Gauge |  | Automatic flow restrictor (MLLD) | Automatic flow restrictor (MLLD) |  |  | Annual line testing | Annual line testing |  | UST Currently In Use: 1; UST Temp Close: 0; AST Currently In Use: 0; AST Temp Closed: 0 | 1 | 0 | 0 | 19072-125-018426 | FAST AND EASY FOOD STORES INC
44316 | Currently in Use |  | 1993-11-11 |  | Petroleum | Premium gasoline | Premium gasoline | Retail | Steel | Steel | Coated & cathodic protection (sti-P3), Field installed cathodic protection |  | Fiberglass reinforced plastic |  |  |  | Catchment Basin, Single walled catchment basin | Automatic shutoff device At 95% full, Flow Rest 90% Full | Flow Rest 90% Full |  |  | Automatic Tank Gauge |  | Automatic flow restrictor (MLLD), Containment Sump | Containment Sump |  |  | Annual line testing | Annual line testing |  | UST Currently In Use: 5; UST Temp Close: 0; AST Currently In Use: 0; AST Temp Closed: 0 | 5 | 0 | 0 | 23184-051-015987 | HITESHKUMAR PATEL
44317 | Currently in Use |  | 1993-11-11 |  | Petroleum | Mid-grade gasoline | Mid-grade gasoline | Retail | Steel | Steel | Coated & cathodic protection (sti-P3), Field installed cathodic protection |  | Fiberglass reinforced plastic |  |  |  | Catchment Basin, Single walled catchment basin | Automatic shutoff device At 95% full, Flow Rest 90% Full | Flow Rest 90% Full |  |  | Automatic Tank Gauge |  | Automatic flow restrictor (MLLD), Containment Sump | Containment Sump |  |  | Annual line testing | Annual line testing |  | UST Currently In Use: 5; UST Temp Close: 0; AST Currently In Use: 0; AST Temp Closed: 0 | 5 | 0 | 0 | 23184-051-015987 | HITESHKUMAR PATEL
44318 | Currently in Use |  | 1993-11-11 |  | Petroleum | Unleaded gasoline | Unleaded gasoline | Retail | Steel | Steel | Coated & cathodic protection (sti-P3), Field installed cathodic protection |  | Fiberglass reinforced plastic |  |  |  | Catchment Basin, Single walled catchment basin | Automatic shutoff device At 95% full, Flow Rest 90% Full | Flow Rest 90% Full |  |  | Automatic Tank Gauge |  | Automatic flow restrictor (MLLD), Containment Sump | Containment Sump |  |  | Annual line testing | Annual line testing |  | UST Currently In Use: 5; UST Temp Close: 0; AST Currently In Use: 0; AST Temp Closed: 0 | 5 | 0 | 0 | 23184-051-015987 | HITESHKUMAR PATEL
44319 | Currently in Use |  | 1993-11-11 |  | Petroleum | On road diesel | On road diesel | Retail | Steel | Steel | Coated & cathodic protection (sti-P3), Field installed cathodic protection |  | Fiberglass reinforced plastic |  |  |  | Catchment Basin, Single walled catchment basin | Automatic shutoff device At 95% full, Flow Rest 90% Full | Flow Rest 90% Full |  |  | Automatic Tank Gauge | [8 empty] | UST Currently In Use: 5; UST Temp Close: 0; AST Currently In Use: 0; AST Temp Closed: 0 | 5 | 0 | 0 | 23184-051-015987 | HITESHKUMAR PATEL
44320 | Currently in Use |  | 1993-07-01 |  | Petroleum | Unleaded gasoline | Unleaded gasoline | Retail | Double Wall, Steel, DBWALL | Steel | Coated & cathodic protection (sti-P3) |  | Double Wall, Fiberglass reinforced plastic |  |  |  | Catchment Basin, Single walled catchment basin | Flow Rest 90% Full | Flow Rest 90% Full |  |  | Continuous Automatic Tank Gauge |  | Automatic shutoff device (AELLD), Containment Sump | Containment Sump | [5 empty] | UST Currently In Use: 2; UST Temp Close: 0; AST Currently In Use: 0; AST Temp Closed: 0 | 2 | 0 | 4 | 25265-073-003410 | LGWS/CROSS AMERICA PARTNERS
44321 | Currently in Use |  | 1993-07-01 |  | Petroleum | Premium gasoline | Premium gasoline | Retail | Double Wall, Steel, DBWALL | Steel | Coated & cathodic protection (sti-P3) |  | Double Wall, Fiberglass reinforced plastic |  |  |  | Catchment Basin, Single walled catchment basin | Flow Rest 90% Full | Flow Rest 90% Full |  |  | Continuous Automatic Tank Gauge |  | Automatic shutoff device (AELLD), Containment Sump | Containment Sump | [5 empty] | UST Currently In Use: 2; UST Temp Close: 0; AST Currently In Use: 0; AST Temp Closed: 0 | 2 | 0 | 4 | 25265-073-003410 | LGWS/CROSS AMERICA PARTNERS
44322 | Currently in Use |  | 1992-01-01 |  | Petroleum | On road diesel | On road diesel | Industrial | Single Wall, Steel | Steel | Coated & cathodic protection (sti-P3) |  | Double Wall, Fiberglass reinforced plastic |  | 1901-01-01 |  | Catchment Basin, Single walled catchment basin | Flow Rest 90% Full | Flow Rest 90% Full |  |  | Continuous Automatic Tank Gauge |  | Automatic flow restrictor (MLLD), Containment Sump | Containment Sump |  |  | Annual line testing, Continuous alarm system | Continuous alarm system |  | UST Currently In Use: 1; UST Temp Close: 0; AST Currently In Use: 0; AST Temp Closed: 0 | 1 | 0 | 4 | 15043-009-002144 | TYSON FOODS, INC.
44323 | Permanently Closed | 1994-06-06 | 1992-01-01 | 1994-06-06 | Petroleum | On road diesel | On road diesel |  | Steel | Steel | Coated & cathodic protection (sti-P3) |  | Fiberglass reinforced plastic |  | 1901-01-01 | [15 empty] | UST Currently In Use: 0; UST Temp Close: 0; AST Currently In Use: 1; AST Temp Closed: 0 | 0 | 0 | 11 | 22781-055-002148 | KOCH FARMS OF GADSDEN LLC - MR. DEAN
44324 | Permanently Closed | 2018-06-14 | 1992-01-01 | 2018-06-14 | Petroleum | On road diesel | On road diesel | Industrial | Steel | Steel | Coated & cathodic protection (sti-P3) |  | Fiberglass reinforced plastic |  |  |  | Catchment Basin, Single walled catchment basin | Automatic shutoff device At 95% full | Automatic shutoff device At 95% full |  |  | Continuous Automatic Tank Gauge | [8 empty] | UST Currently In Use: 0; UST Temp Close: 0; AST Currently In Use: 1; AST Temp Closed: 0 | 0 | 0 | 11 | 22781-055-002148 | KOCH FARMS OF GADSDEN LLC - MR. DEAN
44325 | Permanently Closed | 1999-05-01 | 1992-01-01 | 2001-07-24 | Petroleum | On road diesel | On road diesel | Industrial | Steel | Steel | Coated & cathodic protection (sti-P3) |  |  |  | 1901-01-01 |  | Catchment Basin, Single walled catchment basin | Flow Rest 90% Full | Flow Rest 90% Full | [11 empty] | UST Currently In Use: 0; UST Temp Close: 0; AST Currently In Use: 0; AST Temp Closed: 0 | 0 | 0 | 8 | 15043-043-002145 | TYSON FOODS, INC.
44327 | Currently in Use |  | 1993-08-17 |  | Petroleum | Unleaded gasoline | Unleaded gasoline | Retail | Single Wall, Steel | Steel | Coated & cathodic protection (sti-P3) |  | Fiberglass reinforced plastic, Single Wall |  |  | Other, FLXS ISOLA | Catchment Basin, Single walled catchment basin | Automatic shutoff device At 95% full | Automatic shutoff device At 95% full |  |  | Automatic Tank Gauge | Direct Bury submersible pump | [7 empty] | UST Currently In Use: 4; UST Temp Close: 0; AST Currently In Use: 0; AST Temp Closed: 0 | 4 | 0 | 2 | 12300-043-005045 | HAYS AND SON OIL COMPANY, INC.
44328 | Currently in Use |  | 1993-08-17 |  | Petroleum | Premium gasoline | Premium gasoline | Retail | Single Wall, Steel | Steel | Coated & cathodic protection (sti-P3) |  | Fiberglass reinforced plastic, Single Wall |  |  | Other, FLXS ISOLA | Catchment Basin, Single walled catchment basin | Automatic shutoff device At 95% full | Automatic shutoff device At 95% full |  |  | Automatic Tank Gauge | Direct Bury submersible pump | [7 empty] | UST Currently In Use: 4; UST Temp Close: 0; AST Currently In Use: 0; AST Temp Closed: 0 | 4 | 0 | 2 | 12300-043-005045 | HAYS AND SON OIL COMPANY, INC.
44329 | Temporary Closed | 2015-07-01 | 1980-01-01 |  | Petroleum | Other, OFF RD DSL | Other | Retail | Steel | Steel | Coated & cathodic protection (sti-P3) |  | Fiberglass reinforced plastic |  |  |  | Catchment Basin, Single walled catchment basin | Automatic shutoff device At 95% full, Flow Rest 90% Full | Flow Rest 90% Full |  |  | Statistical Inventory Reconciliation (SIR) |  | Containment Sump | Containment Sump | [5 empty] | UST Currently In Use: 3; UST Temp Close: 1; AST Currently In Use: 0; AST Temp Closed: 0 | 3 | 1 | 0 | 22873-007-006474 | REB OIL OF ALABAMA, LLC
44330 | Currently in Use |  | 1993-08-10 |  | Petroleum | Premium gasoline | Premium gasoline | Retail | Fiberglass reinforced plastic, Single Wall | Single Wall |  |  | Double Wall, Fiberglass reinforced plastic |  |  |  | Catchment Basin, Single walled catchment basin | Flow Rest 90% Full | Flow Rest 90% Full |  |  | Continuous Automatic Tank Gauge | Single walled submersible pump containment sump | Automatic shutoff device (AELLD) | Automatic shutoff device (AELLD) | [5 empty] | UST Currently In Use: 3; UST Temp Close: 0; AST Currently In Use: 0; AST Temp Closed: 0 | 3 | 0 | 0 | 13529-093-015988 | MOORE PETROLEUM COMPANY, INC.
44331 | Currently in Use |  | 1993-08-10 |  | Petroleum | Unleaded gasoline | Unleaded gasoline | Retail | Fiberglass reinforced plastic, Single Wall | Single Wall |  |  | Double Wall, Fiberglass reinforced plastic |  |  |  | Catchment Basin, Single walled catchment basin | Flow Rest 90% Full | Flow Rest 90% Full |  |  | Continuous Automatic Tank Gauge | Single walled submersible pump containment sump | Automatic shutoff device (AELLD) | Automatic shutoff device (AELLD) | [5 empty] | UST Currently In Use: 3; UST Temp Close: 0; AST Currently In Use: 0; AST Temp Closed: 0 | 3 | 0 | 0 | 13529-093-015988 | MOORE PETROLEUM COMPANY, INC.
44332 | Currently in Use |  | 1993-08-10 |  | Petroleum | On road diesel | On road diesel | Retail | Fiberglass reinforced plastic, Single Wall | Single Wall |  |  | Double Wall, Fiberglass reinforced plastic |  |  |  | Catchment Basin, Single walled catchment basin | Flow Rest 90% Full | Flow Rest 90% Full |  |  | Continuous Automatic Tank Gauge | Single walled submersible pump containment sump | Automatic shutoff device (AELLD) | Automatic shutoff device (AELLD) | [5 empty] | UST Currently In Use: 3; UST Temp Close: 0; AST Currently In Use: 0; AST Temp Closed: 0 | 3 | 0 | 0 | 13529-093-015988 | MOORE PETROLEUM COMPANY, INC.
44333 | Permanently Closed | 2000-08-31 | 1993-09-30 | 2000-08-31 | Petroleum | On road diesel | On road diesel | Retail | Steel | Steel | Coated & cathodic protection (sti-P3) |  | Fiberglass reinforced plastic |  | 1901-01-01 | None | Catchment Basin, Single walled catchment basin | Flow Rest 90% Full | Flow Rest 90% Full |  |  | Statistical Inventory Reconciliation (SIR) | [8 empty] | UST Currently In Use: 4; UST Temp Close: 0; AST Currently In Use: 0; AST Temp Closed: 0 | 4 | 0 | 1 | 23668-063-008641 | MUSHTAQ ALI SHAMSUDDIN
44334 | Temporary Closed | 2000-12-17 | 1988-01-01 |  | Petroleum | Premium gasoline | Premium gasoline | Retail | Single Wall, Steel | Steel | Coated & cathodic protection (sti-P3) |  | Fiberglass reinforced plastic, Single Wall |  | 1901-01-01 |  | Catchment Basin, Single walled catchment basin | Automatic shutoff device At 95% full | Automatic shutoff device At 95% full |  |  | Statistical Inventory Reconciliation (SIR) | [8 empty] | UST Currently In Use: 0; UST Temp Close: 3; AST Currently In Use: 2; AST Temp Closed: 0 | 0 | 3 | 0 | 21056-127-015994 | JIM JONES
44337 | Temporary Closed | 2000-12-17 | 1988-01-01 |  | Petroleum | Mid-grade gasoline | Mid-grade gasoline | Retail | Single Wall, Steel | Steel | Coated & cathodic protection (sti-P3) |  | Fiberglass reinforced plastic, Single Wall |  | 1901-01-01 |  | Catchment Basin, Single walled catchment basin | Automatic shutoff device At 95% full | Automatic shutoff device At 95% full |  |  | Statistical Inventory Reconciliation (SIR) | [5 empty] | Annual line testing | Annual line testing |  | UST Currently In Use: 0; UST Temp Close: 3; AST Currently In Use: 2; AST Temp Closed: 0 | 0 | 3 | 0 | 21056-127-015994 | JIM JONES
44338 | Temporary Closed | 2000-12-17 | 1988-01-01 |  | Petroleum | Unleaded gasoline | Unleaded gasoline | Retail | Single Wall, Steel | Steel | Coated & cathodic protection (sti-P3) |  | Fiberglass reinforced plastic, Single Wall |  | 1901-01-01 |  | Catchment Basin, Single walled catchment basin | Automatic shutoff device At 95% full | Automatic shutoff device At 95% full |  |  | Statistical Inventory Reconciliation (SIR) | [5 empty] | Annual line testing | Annual line testing |  | UST Currently In Use: 0; UST Temp Close: 3; AST Currently In Use: 2; AST Temp Closed: 0 | 0 | 3 | 0 | 21056-127-015994 | JIM JONES
44339 | Permanently Closed | 1986-04-21 23:00 | 1964-05-14 | 1986-04-21 23:00 | Petroleum | On road diesel | On road diesel | Emergency power generator | Steel | Steel |  | Painted or None |  |  | 1901-01-01 | [15 empty] | UST Currently In Use: 0; UST Temp Close: 0; AST Currently In Use: 1; AST Temp Closed: 0 | 0 | 0 | 2 | 14462-109-012214 | BELLSOUTH TELECOMM. DBA AT&T ALA.
44340 | Temporary Closed | 2005-09-17 | 1987-01-12 |  | Petroleum | Unleaded gasoline | Unleaded gasoline | Retail | Steel | Steel | Coated & cathodic protection (sti-P3) |  | Flexible |  |  | Other, FLXS ISOLA | Catchment Basin, Single walled catchment basin | Automatic shutoff device At 95% full | Automatic shutoff device At 95% full |  |  | Statistical Inventory Reconciliation (SIR) | [8 empty] | UST Currently In Use: 0; UST Temp Close: 2; AST Currently In Use: 0; AST Temp Closed: 0 | 0 | 2 | 0 | 19090-127-015995 | SUE PIERCE
44341 | Temporary Closed | 2005-09-17 | 1987-01-12 |  | Petroleum | Premium gasoline | Premium gasoline | Retail | Steel | Steel | Coated & cathodic protection (sti-P3) |  | Flexible |  |  | Other, FLXS ISOLA | Catchment Basin, Single walled catchment basin | Automatic shutoff device At 95% full | Automatic shutoff device At 95% full |  |  | Statistical Inventory Reconciliation (SIR) | [8 empty] | UST Currently In Use: 0; UST Temp Close: 2; AST Currently In Use: 0; AST Temp Closed: 0 | 0 | 2 | 0 | 19090-127-015995 | SUE PIERCE
44342 | Permanently Closed | 2005-08-02 | 1994-05-17 | 2005-08-02 | Petroleum | Unleaded gasoline | Unleaded gasoline | Retail | Fiberglass reinforced plastic, DBWALL | Fiberglass reinforced plastic |  |  | Fiberglass reinforced plastic, DBWALL |  | 1901-01-01 |  | Catchment Basin, Single walled catchment basin | Flow Rest 90% Full | Flow Rest 90% Full | Interstitial Monitoring within Secondary Containment |  | Continuous Automatic Tank Gauge |  |  |  | Interstitial Monitoring within Secondary Containment |  | Annual line testing, Continuous alarm system | Continuous alarm system |  | UST Currently In Use: 0; UST Temp Close: 0; AST Currently In Use: 0; AST Temp Closed: 0 | 0 | 0 | 1 | 22547-015-015996 | K-JON PROPERTIES LLC
44343 | Currently in Use |  | 1993-10-06 |  | Petroleum | Unleaded gasoline | Unleaded gasoline | Retail | Steel | Steel | Coated & cathodic protection (sti-P3) |  | Double Wall, Fiberglass reinforced plastic |  |  |  | Catchment Basin, Single walled catchment basin | Flow Rest 90% Full | Flow Rest 90% Full |  |  | Automatic Tank Gauge |  | Automatic flow restrictor (MLLD) | Automatic flow restrictor (MLLD) |  |  | Annual line testing | Annual line testing |  | UST Currently In Use: 3; UST Temp Close: 1; AST Currently In Use: 0; AST Temp Closed: 0 | 3 | 1 | 5 | 25720-117-007096 | DUAA LLC
44344 | Currently in Use |  | 1993-10-06 |  | Petroleum | Mid-grade gasoline | Mid-grade gasoline | Retail | Steel | Steel | Coated & cathodic protection (sti-P3) |  | Double Wall, Fiberglass reinforced plastic |  |  |  | Catchment Basin, Single walled catchment basin | Flow Rest 90% Full | Flow Rest 90% Full |  |  | Automatic Tank Gauge |  | Automatic flow restrictor (MLLD) | Automatic flow restrictor (MLLD) |  |  | Annual line testing | Annual line testing |  | UST Currently In Use: 3; UST Temp Close: 1; AST Currently In Use: 0; AST Temp Closed: 0 | 3 | 1 | 5 | 25720-117-007096 | DUAA LLC
44345 | Currently in Use |  | 1993-10-06 |  | Petroleum | Premium gasoline | Premium gasoline | Retail | Steel | Steel | Coated & cathodic protection (sti-P3) |  | Double Wall, Fiberglass reinforced plastic |  |  |  | Catchment Basin, Single walled catchment basin | Flow Rest 90% Full | Flow Rest 90% Full |  |  | Automatic Tank Gauge |  | Automatic flow restrictor (MLLD) | Automatic flow restrictor (MLLD) |  |  | Annual line testing | Annual line testing |  | UST Currently In Use: 3; UST Temp Close: 1; AST Currently In Use: 0; AST Temp Closed: 0 | 3 | 1 | 5 | 25720-117-007096 | DUAA LLC
44346 | Temporary Closed | 2020-05-12 | 1993-10-06 |  | Petroleum | On road diesel | On road diesel | Retail | Steel | Steel | Coated & cathodic protection (sti-P3) |  | Double Wall, Fiberglass reinforced plastic |  |  |  | Catchment Basin, Single walled catchment basin | Flow Rest 90% Full | Flow Rest 90% Full |  |  | Automatic Tank Gauge | [8 empty] | UST Currently In Use: 3; UST Temp Close: 1; AST Currently In Use: 0; AST Temp Closed: 0 | 3 | 1 | 5 | 25720-117-007096 | DUAA LLC
44347 | Permanently Closed | 1999-03-02 | 1982-06-25 | 1999-03-02 | Petroleum | Unleaded gasoline | Unleaded gasoline | Retail | Steel | Steel | Interior lined (not allowed as a standalone method of corrosion protection) |  | Steel |  | 1901-01-01 | [6 empty] | Statistical Inventory Reconciliation (SIR) | [8 empty] | UST Currently In Use: 0; UST Temp Close: 1; AST Currently In Use: 0; AST Temp Closed: 0 | 0 | 1 | 2 | 25145-015-015997 | NADIR LODHI
44348 | Permanently Closed | 1999-03-02 | 1982-06-25 | 1999-03-02 | Petroleum | Unleaded gasoline | Unleaded gasoline | Retail | Steel | Steel | Interior lined (not allowed as a standalone method of corrosion protection) |  | Steel |  | 1901-01-01 | [6 empty] | Statistical Inventory Reconciliation (SIR) | [8 empty] | UST Currently In Use: 0; UST Temp Close: 1; AST Currently In Use: 0; AST Temp Closed: 0 | 0 | 1 | 2 | 25145-015-015997 | NADIR LODHI
44349 | Permanently Closed | 1998-10-30 | 1980-08-12 | 1999-07-14 | Petroleum | On road diesel | On road diesel |  | Steel | Steel | Coated & cathodic protection (sti-P3) |  | Steel |  | 1901-01-01 |  | Catchment Basin, Single walled catchment basin | Automatic shutoff device At 95% full | Automatic shutoff device At 95% full |  |  | Manual Tank Gauging (only tanks 1000 gal. or less and 48” or 64” in diameter) | [8 empty] | UST Currently In Use: 0; UST Temp Close: 0; AST Currently In Use: 0; AST Temp Closed: 0 | 0 | 0 | 2 | 19094-055-015999 | ATTALLA CITY BOARD OF EDUCATION
44350 | Permanently Closed | 1998-10-30 | 1980-08-12 | 1999-07-14 | Petroleum | Unleaded gasoline | Unleaded gasoline |  | Steel | Steel | Coated & cathodic protection (sti-P3) |  | Steel |  | 1901-01-01 |  | Catchment Basin, Single walled catchment basin | Automatic shutoff device At 95% full | Automatic shutoff device At 95% full | [11 empty] | UST Currently In Use: 0; UST Temp Close: 0; AST Currently In Use: 0; AST Temp Closed: 0 | 0 | 0 | 2 | 19094-055-015999 | ATTALLA CITY BOARD OF EDUCATION
44351 | Permanently Closed | 1998-12-22 | 1980-01-01 | 2000-01-01 | Petroleum | Unleaded gasoline | Unleaded gasoline | Retail | Steel | Steel |  | Painted or None | Steel |  | 1901-01-01 | [6 empty] | Statistical Inventory Reconciliation (SIR) | [8 empty] | UST Currently In Use: 0; UST Temp Close: 0; AST Currently In Use: 0; AST Temp Closed: 4 | 0 | 0 | 3 | 13892-015-016001 | POLLOCK COLLINS OIL CO INC
44352 | Permanently Closed | 1998-12-22 | 1980-01-01 | 2000-01-01 | Petroleum | Unleaded gasoline | Unleaded gasoline | Retail | Steel | Steel |  | Painted or None | Steel |  | 1901-01-01 | [6 empty] | Statistical Inventory Reconciliation (SIR) | [8 empty] | UST Currently In Use: 0; UST Temp Close: 0; AST Currently In Use: 0; AST Temp Closed: 4 | 0 | 0 | 3 | 13892-015-016001 | POLLOCK COLLINS OIL CO INC
44353 | Permanently Closed | 1998-12-22 | 1980-01-01 | 2000-01-01 | Petroleum | On road diesel | On road diesel | Retail | Steel | Steel |  | Painted or None | Steel |  | 1901-01-01 | [6 empty] | Statistical Inventory Reconciliation (SIR) | [8 empty] | UST Currently In Use: 0; UST Temp Close: 0; AST Currently In Use: 0; AST Temp Closed: 4 | 0 | 0 | 3 | 13892-015-016001 | POLLOCK COLLINS OIL CO INC
44354 | Currently in Use |  | 1993-11-01 |  | Petroleum | Unleaded gasoline | Unleaded gasoline | Retail | Steel | Steel | Coated & cathodic protection (sti-P3) |  | Fiberglass reinforced plastic |  | 1901-01-01 | None | Catchment Basin, Single walled catchment basin | Flow Rest 90% Full | Flow Rest 90% Full |  |  | Statistical Inventory Reconciliation (SIR) | [8 empty] | UST Currently In Use: 2; UST Temp Close: 0; AST Currently In Use: 0; AST Temp Closed: 0 | 2 | 0 | 0 | 24335-075-016002 | BAMA ONE STOP LLC
44355 | Currently in Use |  | 1993-11-01 |  | Petroleum | Premium gasoline | Premium gasoline | Retail | Steel | Steel | Coated & cathodic protection (sti-P3) |  | Fiberglass reinforced plastic |  | 1901-01-01 |  | Catchment Basin, Single walled catchment basin | Flow Rest 90% Full | Flow Rest 90% Full |  |  | Statistical Inventory Reconciliation (SIR) | [8 empty] | UST Currently In Use: 2; UST Temp Close: 0; AST Currently In Use: 0; AST Temp Closed: 0 | 2 | 0 | 0 | 24335-075-016002 | BAMA ONE STOP LLC
44356 | Currently in Use |  | 1993-12-04 |  | Petroleum | Mid-grade gasoline | Mid-grade gasoline | Retail | Double Wall, Steel | Steel | Coated & cathodic protection (sti-P3) |  | Steel |  |  | Galvanic Cathodic | Catchment Basin, Single walled catchment basin | Automatic shutoff device At 95% full | Automatic shutoff device At 95% full | Interstitial Monitoring within Secondary Containment | MANUAL/VISUAL CHECK | [9 empty] | UST Currently In Use: 2; UST Temp Close: 0; AST Currently In Use: 0; AST Temp Closed: 0 | 2 | 0 | 4 | 19935-123-010726 | DONNIE & EDWIN MCDANIEL
44359 | Currently in Use |  | 1993-12-04 |  | Petroleum | Mid-grade gasoline | Mid-grade gasoline | Retail | Double Wall, Steel | Steel | Coated & cathodic protection (sti-P3) |  | Steel |  |  | Galvanic Cathodic | Catchment Basin, Single walled catchment basin | Automatic shutoff device At 95% full | Automatic shutoff device At 95% full | Interstitial Monitoring within Secondary Containment | MANUAL/VISUAL CHECK | [9 empty] | UST Currently In Use: 2; UST Temp Close: 0; AST Currently In Use: 0; AST Temp Closed: 0 | 2 | 0 | 4 | 19935-123-010726 | DONNIE & EDWIN MCDANIEL
44360 | Currently in Use |  | 1993-07-23 |  | Petroleum | Unleaded gasoline | Unleaded gasoline | Retail | Single Wall, Steel | Steel | Coated & cathodic protection (sti-P3) |  | Fiberglass reinforced plastic, Single Wall |  | 1901-01-01 |  | Catchment Basin, Single walled catchment basin | Automatic shutoff device At 95% full | Automatic shutoff device At 95% full |  |  | Continuous Automatic Tank Gauge |  | Automatic shutoff device (AELLD) | Automatic shutoff device (AELLD) | [5 empty] | UST Currently In Use: 3; UST Temp Close: 0; AST Currently In Use: 0; AST Temp Closed: 0 | 3 | 0 | 0 | 13951-073-016000 | QUALITY PETROLEUM OF ALABAMA INC
44361 | Currently in Use |  | 1993-07-23 |  | Petroleum | Mid-grade gasoline | Mid-grade gasoline | Retail | Single Wall, Steel | Steel | Coated & cathodic protection (sti-P3) |  | Fiberglass reinforced plastic, Single Wall |  | 1901-01-01 |  | Catchment Basin, Single walled catchment basin | Automatic shutoff device At 95% full | Automatic shutoff device At 95% full |  |  | Continuous Automatic Tank Gauge |  | Automatic shutoff device (AELLD) | Automatic shutoff device (AELLD) | [5 empty] | UST Currently In Use: 3; UST Temp Close: 0; AST Currently In Use: 0; AST Temp Closed: 0 | 3 | 0 | 0 | 13951-073-016000 | QUALITY PETROLEUM OF ALABAMA INC
44362 | Currently in Use |  | 1993-07-23 |  | Petroleum | On road diesel | On road diesel | Retail | Single Wall, Steel, 8D/2OFFRD | Steel | Coated & cathodic protection (sti-P3) |  | Fiberglass reinforced plastic, Single Wall |  | 1901-01-01 |  | Catchment Basin, Single walled catchment basin | Automatic shutoff device At 95% full | Automatic shutoff device At 95% full |  |  | Continuous Automatic Tank Gauge |  | Automatic shutoff device (AELLD) | Automatic shutoff device (AELLD) | [5 empty] | UST Currently In Use: 3; UST Temp Close: 0; AST Currently In Use: 0; AST Temp Closed: 0 | 3 | 0 | 0 | 13951-073-016000 | QUALITY PETROLEUM OF ALABAMA INC
44363 | Currently in Use |  | 1992-09-23 |  | Petroleum | On road diesel | On road diesel | Emergency Power Generator, Industrial | Steel | Steel | Coated & cathodic protection (sti-P3) |  | Fiberglass reinforced plastic |  |  |  | Catchment Basin, Single walled catchment basin | Flow Rest 90% Full | Flow Rest 90% Full | [11 empty] | UST Currently In Use: 1; UST Temp Close: 0; AST Currently In Use: 0; AST Temp Closed: 0 | 1 | 0 | 1 | 24814-069-002452 | DOTHAN AFFORDABLE HOUSING LLC
44364 | Permanently Closed | 2012-06-08 | 1993-04-15 |  | Petroleum | Unleaded gasoline | Unleaded gasoline | Industrial, State/Federal Government | Steel | Steel | Coated & cathodic protection (sti-P3) |  | Fiberglass reinforced plastic |  |  |  | Catchment Basin, Single walled catchment basin | Flow Rest 90% Full | Flow Rest 90% Full |  |  | Automatic Tank Gauge | [8 empty] | UST Currently In Use: 0; UST Temp Close: 0; AST Currently In Use: 0; AST Temp Closed: 0 | 0 | 0 | 2 | 12438-069-002451 | CITY OF DOTHAN HOUSING AUTHORITY
44365 | Temporary Closed | 2021-12-01 | 1988-01-01 |  | Petroleum | On road diesel | On road diesel | Local government | Fiberglass reinforced plastic, Single Wall | Single Wall |  |  | Fiberglass reinforced plastic, Single Wall |  | 1901-01-01 |  | Catchment Basin, Single walled catchment basin | Automatic shutoff device At 95% full, Flow Rest 90% Full | Flow Rest 90% Full |  |  | Automatic Tank Gauge | [8 empty] | UST Currently In Use: 0; UST Temp Close: 2; AST Currently In Use: 0; AST Temp Closed: 0 | 0 | 2 | 0 | 14562-115-016004 | ST CLAIR COUNTY BOARD OF EDUCATION
44366 | Temporary Closed | 2021-12-01 | 1988-01-01 |  | Petroleum | On road diesel | On road diesel | Local Government | Fiberglass reinforced plastic, Single Wall | Single Wall |  |  | Fiberglass reinforced plastic, Single Wall |  | 1901-01-01 |  | Catchment Basin, Single walled catchment basin | Automatic shutoff device At 95% full, Flow Rest 90% Full | Flow Rest 90% Full |  |  | Automatic Tank Gauge | [8 empty] | UST Currently In Use: 0; UST Temp Close: 2; AST Currently In Use: 0; AST Temp Closed: 0 | 0 | 2 | 0 | 14562-115-016004 | ST CLAIR COUNTY BOARD OF EDUCATION
44367 | Temporary Closed |  | 1901-01-01 |  | Petroleum | On road diesel | On road diesel | Industrial, Local Government | Fiberglass reinforced plastic, Single Wall | Single Wall |  |  | Fiberglass reinforced plastic, Single Wall |  | 1901-01-01 |  | Catchment Basin, Single walled catchment basin | Flow Rest 90% Full | Flow Rest 90% Full |  |  | Automatic Tank Gauge | [8 empty] | UST Currently In Use: 0; UST Temp Close: 2; AST Currently In Use: 0; AST Temp Closed: 0 | 0 | 2 | 0 | 14562-115-016005 | ST CLAIR COUNTY BOARD OF EDUCATION
44368 | Temporary Closed |  | 1901-01-01 |  | Petroleum | On road diesel | On road diesel | Industrial, Local Government | Fiberglass reinforced plastic, Single Wall | Single Wall |  |  | Fiberglass reinforced plastic, Single Wall |  | 1901-01-01 |  | Catchment Basin, Single walled catchment basin | Flow Rest 90% Full | Flow Rest 90% Full |  |  | Automatic Tank Gauge | [8 empty] | UST Currently In Use: 0; UST Temp Close: 2; AST Currently In Use: 0; AST Temp Closed: 0 | 0 | 2 | 0 | 14562-115-016005 | ST CLAIR COUNTY BOARD OF EDUCATION
44369 | Currently in Use |  | 1992-10-10 |  | Petroleum | Unleaded gasoline | Unleaded gasoline | Retail | Steel | Steel | Coated & cathodic protection (sti-P3) |  | Fiberglass reinforced plastic |  |  |  | Catchment Basin, Single walled catchment basin | Flow Rest 90% Full | Flow Rest 90% Full |  |  | Continuous Automatic Tank Gauge |  | Automatic shutoff device (AELLD) | Automatic shutoff device (AELLD) | [5 empty] | UST Currently In Use: 4; UST Temp Close: 0; AST Currently In Use: 0; AST Temp Closed: 0 | 4 | 0 | 5 | 13951-073-010246 | QUALITY PETROLEUM OF ALABAMA INC
44370 | Currently in Use |  | 1992-10-10 |  | Petroleum | Unleaded gasoline | Unleaded gasoline | Retail | Steel | Steel | Coated & cathodic protection (sti-P3) |  | Fiberglass reinforced plastic |  |  |  | Catchment Basin, Single walled catchment basin | Flow Rest 90% Full | Flow Rest 90% Full |  |  | Continuous Automatic Tank Gauge |  | Automatic shutoff device (AELLD) | Automatic shutoff device (AELLD) | [5 empty] | UST Currently In Use: 4; UST Temp Close: 0; AST Currently In Use: 0; AST Temp Closed: 0 | 4 | 0 | 5 | 13951-073-010246 | QUALITY PETROLEUM OF ALABAMA INC
44371 | Currently in Use |  | 1992-10-10 |  | Petroleum | Premium gasoline | Premium gasoline | Retail | Steel | Steel | Coated & cathodic protection (sti-P3) |  | Fiberglass reinforced plastic |  |  |  | Catchment Basin, Single walled catchment basin | Flow Rest 90% Full | Flow Rest 90% Full |  |  | Continuous Automatic Tank Gauge |  | Automatic shutoff device (AELLD) | Automatic shutoff device (AELLD) | [5 empty] | UST Currently In Use: 4; UST Temp Close: 0; AST Currently In Use: 0; AST Temp Closed: 0 | 4 | 0 | 5 | 13951-073-010246 | QUALITY PETROLEUM OF ALABAMA INC
44372 | Currently in Use |  | 1992-10-10 |  | Petroleum | On road diesel | On road diesel | Retail | Steel | Steel | Coated & cathodic protection (sti-P3) |  | Fiberglass reinforced plastic |  |  |  | Catchment Basin, Single walled catchment basin | Flow Rest 90% Full | Flow Rest 90% Full |  |  | Continuous Automatic Tank Gauge |  | Automatic shutoff device (AELLD) | Automatic shutoff device (AELLD) | [5 empty] | UST Currently In Use: 4; UST Temp Close: 0; AST Currently In Use: 0; AST Temp Closed: 0 | 4 | 0 | 5 | 13951-073-010246 | QUALITY PETROLEUM OF ALABAMA INC
44373 | Temporary Closed | 2023-03-24 | 1993-07-01 |  | Petroleum | Unleaded gasoline | Unleaded gasoline | Industrial, Local Government | Steel | Steel | Coated & cathodic protection (sti-P3) |  | Fiberglass reinforced plastic |  |  |  | Catchment Basin, Single walled catchment basin | Flow Rest 90% Full | Flow Rest 90% Full |  |  | Automatic Tank Gauge | [8 empty] | UST Currently In Use: 0; UST Temp Close: 2; AST Currently In Use: 0; AST Temp Closed: 0 | 0 | 2 | 2 | 11036-073-000382 | CITY OF HOMEWOOD POLICE DEPT
44374 | Currently in Use |  | 1993-06-16 |  | Petroleum | Unleaded gasoline | Unleaded gasoline | Retail | Fiberglass reinforced plastic, Single Wall | Single Wall |  |  | Double Wall, Fiberglass reinforced plastic, 2 PIECES |  | 1901-01-01 |  | Catchment Basin, Single walled catchment basin | Automatic shutoff device At 95% full | Automatic shutoff device At 95% full |  |  | Automatic Tank Gauge |  | Automatic shutoff device (AELLD) | Automatic shutoff device (AELLD) | [5 empty] | UST Currently In Use: 3; UST Temp Close: 0; AST Currently In Use: 0; AST Temp Closed: 0 | 3 | 0 | 0 | 13526-073-016007 | MOORE OIL COMPANY, INC.
44375 | Currently in Use |  | 1993-06-16 |  | Petroleum | Unleaded gasoline | Unleaded gasoline | Retail | Fiberglass reinforced plastic, Single Wall | Single Wall |  |  | Double Wall, Fiberglass reinforced plastic, 2 PIECES |  | 1901-01-01 |  | Catchment Basin, Single walled catchment basin | Automatic shutoff device At 95% full | Automatic shutoff device At 95% full |  |  | Automatic Tank Gauge |  | Automatic shutoff device (AELLD) | Automatic shutoff device (AELLD) | [5 empty] | UST Currently In Use: 3; UST Temp Close: 0; AST Currently In Use: 0; AST Temp Closed: 0 | 3 | 0 | 0 | 13526-073-016007 | MOORE OIL COMPANY, INC.
44376 | Currently in Use |  | 1993-06-16 |  | Petroleum | Premium gasoline | Premium gasoline | Retail | Fiberglass reinforced plastic, Single Wall | Single Wall |  |  | Double Wall, Fiberglass reinforced plastic, 2 PIECES |  | 1901-01-01 |  | Catchment Basin, Single walled catchment basin | Automatic shutoff device At 95% full | Automatic shutoff device At 95% full |  |  | Automatic Tank Gauge |  | Automatic shutoff device (AELLD) | Automatic shutoff device (AELLD) | [5 empty] | UST Currently In Use: 3; UST Temp Close: 0; AST Currently In Use: 0; AST Temp Closed: 0 | 3 | 0 | 0 | 13526-073-016007 | MOORE OIL COMPANY, INC.
44377 | Permanently Closed | 2012-09-17 | 1992-01-01 | 2017-05-03 | Petroleum | Unleaded gasoline | Unleaded gasoline | Bulk facility | Steel | Steel | Coated & cathodic protection (sti-P3) |  | Fiberglass reinforced plastic |  |  |  | Catchment Basin, Single walled catchment basin | Flow Rest 90% Full | Flow Rest 90% Full |  |  | Continuous Automatic Tank Gauge | [5 empty] | Annual line testing | Annual line testing |  | UST Currently In Use: 0; UST Temp Close: 0; AST Currently In Use: 0; AST Temp Closed: 0 | 0 | 0 | 5 | 19187-073-015805 | MCOIL TRANSPORTATION
44378 | Permanently Closed | 2012-09-17 | 1992-01-01 | 2017-05-03 | Petroleum | Premium gasoline | Premium gasoline | Bulk facility | Steel | Steel | Coated & cathodic protection (sti-P3) |  | Fiberglass reinforced plastic |  |  |  | Catchment Basin, Single walled catchment basin | Flow Rest 90% Full | Flow Rest 90% Full |  |  | Continuous Automatic Tank Gauge | [5 empty] | Annual line testing | Annual line testing |  | UST Currently In Use: 0; UST Temp Close: 0; AST Currently In Use: 0; AST Temp Closed: 0 | 0 | 0 | 5 | 19187-073-015805 | MCOIL TRANSPORTATION
44379 | Permanently Closed | 2012-09-17 | 1992-01-01 | 2017-05-03 | Petroleum | On road diesel | On road diesel | Bulk facility | Steel | Steel | Coated & cathodic protection (sti-P3) |  | Fiberglass reinforced plastic |  |  |  | Catchment Basin, Single walled catchment basin | Flow Rest 90% Full | Flow Rest 90% Full |  |  | Continuous Automatic Tank Gauge | [5 empty] | Annual line testing | Annual line testing |  | UST Currently In Use: 0; UST Temp Close: 0; AST Currently In Use: 0; AST Temp Closed: 0 | 0 | 0 | 5 | 19187-073-015805 | MCOIL TRANSPORTATION
44380 | Permanently Closed | 2012-09-17 | 1992-01-01 | 2017-05-03 | Petroleum | Used oil | Used oil | Bulk facility | Steel | Steel | Coated & cathodic protection (sti-P3) |  | Fiberglass reinforced plastic |  |  |  | Catchment Basin, EXEMPT | Flow Rest 90% Full, EXEMPT | Flow Rest 90% Full |  |  | Manual Tank Gauging (only tanks 1000 gal. or less and 48” or 64” in diameter) | [8 empty] | UST Currently In Use: 0; UST Temp Close: 0; AST Currently In Use: 0; AST Temp Closed: 0 | 0 | 0 | 5 | 19187-073-015805 | MCOIL TRANSPORTATION
44381 | Permanently Closed | 2012-09-17 | 1992-01-01 | 2017-05-03 | Petroleum | Used oil | Used oil | Bulk facility | Steel | Steel | Coated & cathodic protection (sti-P3) |  | Fiberglass reinforced plastic |  |  |  | Catchment Basin, EXEMPT | Flow Rest 90% Full, EXEMPT | Flow Rest 90% Full |  |  | Manual Tank Gauging (only tanks 1000 gal. or less and 48” or 64” in diameter) | [8 empty] | UST Currently In Use: 0; UST Temp Close: 0; AST Currently In Use: 0; AST Temp Closed: 0 | 0 | 0 | 5 | 19187-073-015805 | MCOIL TRANSPORTATION
44382 | Permanently Closed | 1996-01-01 | 1987-10-01 | 1996-01-10 | Petroleum | Aviation fuel (JP-4; etc.) | Aviation fuel (JP-4; etc.) | Bulk facility | Steel | Steel | Coated & cathodic protection (sti-P3) |  | Steel |  | 1901-01-01 | Field installed cathodic protection | Catchment Basin, Single walled catchment basin | Flow Rest 90% Full | Flow Rest 90% Full | [8 empty] | Annual line testing | Annual line testing |  | UST Currently In Use: 0; UST Temp Close: 0; AST Currently In Use: 3; AST Temp Closed: 0 | 0 | 0 | 6 | 15716-033-013675 | MUSCLE SHOALS REGIONAL AIRPORT AUTH
44383 | Permanently Closed | 1996-01-01 | 1978-01-01 | 1996-01-10 | Petroleum | Aviation fuel (JP-4; etc.) | Aviation fuel (JP-4; etc.) | Retail | Steel | Steel | Coated & cathodic protection (sti-P3) |  | Steel |  | 1901-01-01 | Field installed cathodic protection | Catchment Basin, Single walled catchment basin | Flow Rest 90% Full | Flow Rest 90% Full | [8 empty] | Annual line testing | Annual line testing |  | UST Currently In Use: 0; UST Temp Close: 0; AST Currently In Use: 3; AST Temp Closed: 0 | 0 | 0 | 6 | 15716-033-013675 | MUSCLE SHOALS REGIONAL AIRPORT AUTH
44384 | Permanently Closed | 1998-12-11 | 1978-01-01 | 1998-12-11 | Petroleum | Unleaded gasoline | Unleaded gasoline | Retail | Steel | Steel | Coated & cathodic protection (sti-P3) |  | Steel |  | 1901-01-01 | Field installed cathodic protection | Catchment Basin, Single walled catchment basin | Flow Rest 90% Full | Flow Rest 90% Full | [11 empty] | UST Currently In Use: 0; UST Temp Close: 0; AST Currently In Use: 3; AST Temp Closed: 0 | 0 | 0 | 6 | 15716-033-013675 | MUSCLE SHOALS REGIONAL AIRPORT AUTH
44385 | Permanently Closed | 2005-01-28 | 1993-08-08 | 2005-01-28 | Petroleum | On road diesel | On road diesel | Bulk facility | Fiberglass coated steel | Fiberglass coated steel | Coated & cathodic protection (sti-P3) |  | Steel, TOT CONT. |  | 1901-01-01 | Other, TOT CONT. | Catchment Basin, Single walled catchment basin | Audible high level alarm At 90% full, Automatic shutoff device At 95% full | Automatic shutoff device At 95% full | Interstitial Monitoring within Secondary Containment |  | Continuous Automatic Tank Gauge |  |  |  | Interstitial Monitoring within Secondary Containment |  | Continuous alarm system | Continuous alarm system |  | UST Currently In Use: 0; UST Temp Close: 0; AST Currently In Use: 0; AST Temp Closed: 0 | 0 | 0 | 5 | 11617-049-003235 | EARTHGRAINS BAKING COMPANIES, INC.
44386 | Permanently Closed | 1994-11-01 | 1980-01-01 | 1994-11-01 | Petroleum | Used oil | Used oil | Retail | Steel | Steel | Coated & cathodic protection (sti-P3) |  | Fiberglass reinforced plastic |  | 1901-01-01 |  | Catchment Basin, Single walled catchment basin | Flow Rest 90% Full | Flow Rest 90% Full |  |  | Automatic Tank Gauge, Other | [8 empty] | UST Currently In Use: 0; UST Temp Close: 0; AST Currently In Use: 0; AST Temp Closed: 0 | 0 | 0 | 5 | 13540-043-008797 | MORGAN PROPERTIES, INC.
44387 | Currently in Use |  | 1993-10-01 |  | Petroleum | Unleaded gasoline | Unleaded gasoline | Retail | Fiberglass reinforced plastic | Fiberglass reinforced plastic |  |  | Fiberglass reinforced plastic |  | 1901-01-01 |  | Catchment Basin, Single walled catchment basin | Flow Rest 90% Full | Flow Rest 90% Full |  |  | Continuous Automatic Tank Gauge |  | Automatic shutoff device (AELLD) | Automatic shutoff device (AELLD) | [5 empty] | UST Currently In Use: 2; UST Temp Close: 1; AST Currently In Use: 0; AST Temp Closed: 0 | 2 | 1 | 0 | 15420-089-016008 | MAPCO EXPRESS, LLC
44388 | Currently in Use |  | 1993-10-01 |  | Petroleum | Premium gasoline | Premium gasoline | Retail | Fiberglass reinforced plastic | Fiberglass reinforced plastic |  |  | Fiberglass reinforced plastic |  | 1901-01-01 |  | Catchment Basin, Single walled catchment basin | Flow Rest 90% Full | Flow Rest 90% Full |  |  | Continuous Automatic Tank Gauge |  | Automatic shutoff device (AELLD) | Automatic shutoff device (AELLD) | [5 empty] | UST Currently In Use: 2; UST Temp Close: 1; AST Currently In Use: 0; AST Temp Closed: 0 | 2 | 1 | 0 | 15420-089-016008 | MAPCO EXPRESS, LLC
44389 | Temporary Closed | 2021-09-10 | 1993-10-01 |  | Petroleum | E85 | E85 | Retail | Fiberglass reinforced plastic | Fiberglass reinforced plastic |  |  | Fiberglass reinforced plastic |  | 1901-01-01 |  | Catchment Basin, Single walled catchment basin | Flow Rest 90% Full | Flow Rest 90% Full |  |  | Continuous Automatic Tank Gauge | [8 empty] | UST Currently In Use: 2; UST Temp Close: 1; AST Currently In Use: 0; AST Temp Closed: 0 | 2 | 1 | 0 | 15420-089-016008 | MAPCO EXPRESS, LLC
44390 | Temporary Closed | 2012-07-19 | 1993-04-20 |  | Petroleum | Unleaded gasoline | Unleaded gasoline | Retail | Steel | Steel | Coated & cathodic protection (sti-P3) |  | Fiberglass reinforced plastic |  |  |  | Catchment Basin, Single walled catchment basin | Automatic shutoff device At 95% full, Flow Rest 90% Full | Flow Rest 90% Full | [11 empty] | UST Currently In Use: 0; UST Temp Close: 2; AST Currently In Use: 0; AST Temp Closed: 0 | 0 | 2 | 0 | 25813-097-015993 | ANDREW J MOTES
44391 | Temporary Closed | 2009-01-01 | 1993-04-20 |  | Petroleum | Premium gasoline | Premium gasoline | Retail | Steel | Steel | Coated & cathodic protection (sti-P3) |  | Fiberglass reinforced plastic |  |  |  | Catchment Basin, Single walled catchment basin | Automatic shutoff device At 95% full, Flow Rest 90% Full | Flow Rest 90% Full | [11 empty] | UST Currently In Use: 0; UST Temp Close: 2; AST Currently In Use: 0; AST Temp Closed: 0 | 0 | 2 | 0 | 25813-097-015993 | ANDREW J MOTES
44392 | Currently in Use |  | 1993-07-09 |  | Petroleum | Unleaded gasoline | Unleaded gasoline | Retail | Steel | Steel | Coated & cathodic protection (sti-P3) |  | Fiberglass reinforced plastic |  |  |  | Catchment Basin, Single walled catchment basin | Automatic shutoff device At 95% full | Automatic shutoff device At 95% full |  |  | Statistical Inventory Reconciliation (SIR) |  | Automatic flow restrictor (MLLD), Containment Sump | Containment Sump |  |  | Statistical inventory reconciliation (SIR) | Statistical inventory reconciliation (SIR) |  | UST Currently In Use: 3; UST Temp Close: 0; AST Currently In Use: 0; AST Temp Closed: 0 | 3 | 0 | 4 | 14410-003-009962 | MCDONALD OIL COMPANY
44393 | Currently in Use |  | 1993-07-09 |  | Petroleum | Premium gasoline | Premium gasoline | Retail | Steel | Steel | Coated & cathodic protection (sti-P3) |  | Fiberglass reinforced plastic |  |  |  | Catchment Basin, Single walled catchment basin | Automatic shutoff device At 95% full | Automatic shutoff device At 95% full |  |  | Statistical Inventory Reconciliation (SIR) |  | Automatic flow restrictor (MLLD), Containment Sump | Containment Sump |  |  | Statistical inventory reconciliation (SIR) | Statistical inventory reconciliation (SIR) |  | UST Currently In Use: 3; UST Temp Close: 0; AST Currently In Use: 0; AST Temp Closed: 0 | 3 | 0 | 4 | 14410-003-009962 | MCDONALD OIL COMPANY
44394 | Currently in Use |  | 1993-07-09 |  | Petroleum | On road diesel | On road diesel | Retail | Steel | Steel | Coated & cathodic protection (sti-P3) |  | Fiberglass reinforced plastic |  |  |  | Catchment Basin, Single walled catchment basin | Automatic shutoff device At 95% full | Automatic shutoff device At 95% full |  |  | Statistical Inventory Reconciliation (SIR) |  | Automatic flow restrictor (MLLD), Containment Sump | Containment Sump |  |  | Statistical inventory reconciliation (SIR) | Statistical inventory reconciliation (SIR) |  | UST Currently In Use: 3; UST Temp Close: 0; AST Currently In Use: 0; AST Temp Closed: 0 | 3 | 0 | 4 | 14410-003-009962 | MCDONALD OIL COMPANY
44395 | Currently in Use |  | 1993-10-13 |  | Petroleum | On road diesel | On road diesel | Retail | Steel | Steel | Coated & cathodic protection (sti-P3) |  | Fiberglass reinforced plastic |  |  |  | Catchment Basin, Single walled catchment basin | Automatic shutoff device At 95% full | Automatic shutoff device At 95% full |  |  | Continuous Automatic Tank Gauge | [8 empty] | UST Currently In Use: 4; UST Temp Close: 0; AST Currently In Use: 0; AST Temp Closed: 0 | 4 | 0 | 0 | 25595-097-013822 | BOWMAL LLC
44396 | Permanently Closed | 1994-05-20 | 1976-02-01 | 1994-05-20 | Petroleum | On road diesel | On road diesel | Retail | Steel | Steel |  | Painted or None | Steel |  | 1901-01-01 | [6 empty] | Statistical Inventory Reconciliation (SIR) | [8 empty] | UST Currently In Use: 0; UST Temp Close: 0; AST Currently In Use: 0; AST Temp Closed: 0 | 0 | 0 | 4 | 19112-113-016009 | DAVID WILLIAMS
44399 | Permanently Closed | 1994-05-20 | 1976-02-01 | 1994-05-20 | Petroleum | Unleaded gasoline | Unleaded gasoline | Retail | Steel | Steel |  | Painted or None | Steel |  | 1901-01-01 | [6 empty] | Statistical Inventory Reconciliation (SIR) | [8 empty] | UST Currently In Use: 0; UST Temp Close: 0; AST Currently In Use: 0; AST Temp Closed: 0 | 0 | 0 | 4 | 19112-113-016009 | DAVID WILLIAMS
44402 | Permanently Closed | 1994-05-20 | 1976-02-01 | 1994-05-20 | Petroleum | Unleaded gasoline | Unleaded gasoline | Retail | Steel | Steel |  | Painted or None | Steel |  | 1901-01-01 | [6 empty] | Statistical Inventory Reconciliation (SIR) | [8 empty] | UST Currently In Use: 0; UST Temp Close: 0; AST Currently In Use: 0; AST Temp Closed: 0 | 0 | 0 | 4 | 19112-113-016009 | DAVID WILLIAMS
44405 | Permanently Closed | 1994-05-20 | 1976-02-01 | 1994-05-20 | Petroleum | Unleaded gasoline | Unleaded gasoline | Retail | Steel | Steel |  | Painted or None | Steel |  | 1901-01-01 | [6 empty] | Statistical Inventory Reconciliation (SIR) | [8 empty] | UST Currently In Use: 0; UST Temp Close: 0; AST Currently In Use: 0; AST Temp Closed: 0 | 0 | 0 | 4 | 19112-113-016009 | DAVID WILLIAMS
44406 | Permanently Closed | 1995-07-01 | 1992-08-12 | 1995-08-01 | Petroleum | Unleaded gasoline | Unleaded gasoline | Retail | Steel | Steel | Coated & cathodic protection (sti-P3) |  | Fiberglass reinforced plastic |  | 1901-01-01 | Field installed cathodic protection | Catchment Basin, Single walled catchment basin | Flow Rest 90% Full | Flow Rest 90% Full | Interstitial Monitoring within Secondary Containment |  | Automatic Tank Gauge |  |  |  | Interstitial Monitoring within Secondary Containment |  |  |  |  | UST Currently In Use: 0; UST Temp Close: 0; AST Currently In Use: 0; AST Temp Closed: 0 | 0 | 0 | 2 | 17609-077-016010 | PUMP AND SAVE INC
44407 | Permanently Closed | 1995-07-01 | 1992-08-12 | 1995-08-01 | Petroleum | Unleaded gasoline | Unleaded gasoline | Retail | Steel | Steel | Coated & cathodic protection (sti-P3) |  | Fiberglass reinforced plastic |  | 1901-01-01 | Field installed cathodic protection | Catchment Basin, Single walled catchment basin | Flow Rest 90% Full | Flow Rest 90% Full | Interstitial Monitoring within Secondary Containment |  | Automatic Tank Gauge |  |  |  | Interstitial Monitoring within Secondary Containment |  |  |  |  | UST Currently In Use: 0; UST Temp Close: 0; AST Currently In Use: 0; AST Temp Closed: 0 | 0 | 0 | 2 | 17609-077-016010 | PUMP AND SAVE INC
44408 | Currently in Use |  | 1993-07-01 |  | Petroleum | Unleaded gasoline | Unleaded gasoline | Retail | Steel | Steel | Coated & cathodic protection (sti-P3) |  | Fiberglass reinforced plastic |  | 1901-01-01 |  | Catchment Basin, Single walled catchment basin | Flow Rest 90% Full | Flow Rest 90% Full |  |  | Automatic Tank Gauge |  | Automatic flow restrictor (MLLD), Containment Sump | Containment Sump |  |  | Annual line testing | Annual line testing |  | UST Currently In Use: 4; UST Temp Close: 1; AST Currently In Use: 0; AST Temp Closed: 0 | 4 | 1 | 5 | 22740-089-003904 | SHREE DUTT CONVENIENCE, LLC
44409 | Currently in Use |  | 1993-07-01 |  | Petroleum | Unleaded gasoline | Unleaded gasoline | Retail | Steel | Steel | Coated & cathodic protection (sti-P3) |  | Fiberglass reinforced plastic |  | 1901-01-01 |  | Catchment Basin, Single walled catchment basin | Flow Rest 90% Full | Flow Rest 90% Full |  |  | Automatic Tank Gauge |  | Automatic flow restrictor (MLLD), Containment Sump | Containment Sump |  |  | Annual line testing | Annual line testing |  | UST Currently In Use: 4; UST Temp Close: 1; AST Currently In Use: 0; AST Temp Closed: 0 | 4 | 1 | 5 | 22740-089-003904 | SHREE DUTT CONVENIENCE, LLC
44410 | Currently in Use |  | 1993-07-01 |  | Petroleum | Premium gasoline | Premium gasoline | Retail | Steel | Steel | Coated & cathodic protection (sti-P3) |  | Fiberglass reinforced plastic |  | 1901-01-01 |  | Catchment Basin, Single walled catchment basin | Flow Rest 90% Full | Flow Rest 90% Full |  |  | Automatic Tank Gauge |  | Automatic flow restrictor (MLLD), Containment Sump | Containment Sump |  |  | Annual line testing | Annual line testing |  | UST Currently In Use: 4; UST Temp Close: 1; AST Currently In Use: 0; AST Temp Closed: 0 | 4 | 1 | 5 | 22740-089-003904 | SHREE DUTT CONVENIENCE, LLC
44411 | Currently in Use |  | 1993-07-01 |  | Petroleum | On road diesel | On road diesel | Retail | Steel | Steel | Coated & cathodic protection (sti-P3) |  | Fiberglass reinforced plastic |  | 1901-01-01 |  | Catchment Basin, Single walled catchment basin | Flow Rest 90% Full | Flow Rest 90% Full |  |  | Automatic Tank Gauge |  | Automatic flow restrictor (MLLD), Containment Sump | Containment Sump |  |  | Annual line testing | Annual line testing |  | UST Currently In Use: 4; UST Temp Close: 1; AST Currently In Use: 0; AST Temp Closed: 0 | 4 | 1 | 5 | 22740-089-003904 | SHREE DUTT CONVENIENCE, LLC
44412 | Temporary Closed | 2016-07-06 | 1993-07-01 |  | Petroleum | Kerosene | Kerosene | Retail | Steel | Steel | Coated & cathodic protection (sti-P3) |  | Fiberglass reinforced plastic |  | 1901-01-01 |  | Catchment Basin, Single walled catchment basin | Flow Rest 90% Full | Flow Rest 90% Full |  |  | Automatic Tank Gauge | [8 empty] | UST Currently In Use: 4; UST Temp Close: 1; AST Currently In Use: 0; AST Temp Closed: 0 | 4 | 1 | 5 | 22740-089-003904 | SHREE DUTT CONVENIENCE, LLC
44413 | Currently in Use |  | 1993-11-02 |  | Petroleum | On road diesel | On road diesel | Retail | Steel | Steel | Coated & cathodic protection (sti-P3) |  | Fiberglass reinforced plastic |  |  |  | Catchment Basin, Single walled catchment basin | Automatic shutoff device At 95% full | Automatic shutoff device At 95% full |  |  | Automatic Tank Gauge |  | Automatic flow restrictor (MLLD) | Automatic flow restrictor (MLLD) |  |  | Annual line testing | Annual line testing |  | UST Currently In Use: 4; UST Temp Close: 1; AST Currently In Use: 0; AST Temp Closed: 0 | 4 | 1 | 4 | 25971-011-009158 | SWARA LLC
44414 | Temporary Closed | 2006-06-20 | 1993-12-15 |  | Petroleum | Mid-grade gasoline | Mid-grade gasoline | Retail | Steel | Steel | Coated & cathodic protection (sti-P3) |  | Fiberglass reinforced plastic |  | 1901-01-01 |  | Catchment Basin, Single walled catchment basin | Flow Rest 90% Full | Flow Rest 90% Full |  |  | Statistical Inventory Reconciliation (SIR) | [8 empty] | UST Currently In Use: 0; UST Temp Close: 3; AST Currently In Use: 0; AST Temp Closed: 0 | 0 | 3 | 1 | 21834-025-008889 | ROWLAND ENTERPRISES INC
44415 | Currently in Use |  | 1992-01-01 |  | Petroleum | Unleaded gasoline | Unleaded gasoline | Retail | Steel | Steel | Coated & cathodic protection (sti-P3) |  | Fiberglass reinforced plastic |  | 1901-01-01 |  | Catchment Basin, Single walled catchment basin | Automatic shutoff device At 95% full | Automatic shutoff device At 95% full |  |  | Automatic Tank Gauge, Statistical Inventory Reconciliation (SIR) |  | Automatic flow restrictor (MLLD) | Automatic flow restrictor (MLLD) |  |  | Statistical inventory reconciliation (SIR) | Statistical inventory reconciliation (SIR) |  | UST Currently In Use: 3; UST Temp Close: 0; AST Currently In Use: 0; AST Temp Closed: 0 | 3 | 0 | 3 | 10037-069-000131 | A. W. HERNDON OIL COMPANY, INC.
44418 | Currently in Use |  | 1992-01-01 |  | Petroleum | Mid-grade gasoline | Mid-grade gasoline | Retail | Steel | Steel | Coated & cathodic protection (sti-P3) |  | Fiberglass reinforced plastic |  | 1901-01-01 |  | Catchment Basin, Single walled catchment basin | Automatic shutoff device At 95% full | Automatic shutoff device At 95% full |  |  | Automatic Tank Gauge, Statistical Inventory Reconciliation (SIR) |  | Automatic flow restrictor (MLLD) | Automatic flow restrictor (MLLD) |  |  | Statistical inventory reconciliation (SIR) | Statistical inventory reconciliation (SIR) |  | UST Currently In Use: 3; UST Temp Close: 0; AST Currently In Use: 0; AST Temp Closed: 0 | 3 | 0 | 3 | 10037-069-000131 | A. W. HERNDON OIL COMPANY, INC.
44421 | Currently in Use |  | 1992-01-01 |  | Petroleum | Premium gasoline | Premium gasoline | Retail | Steel | Steel | Coated & cathodic protection (sti-P3) |  | Fiberglass reinforced plastic |  | 1901-01-01 |  | Catchment Basin, Single walled catchment basin | Automatic shutoff device At 95% full | Automatic shutoff device At 95% full |  |  | Automatic Tank Gauge, Statistical Inventory Reconciliation (SIR) |  | Automatic flow restrictor (MLLD) | Automatic flow restrictor (MLLD) |  |  | Statistical inventory reconciliation (SIR) | Statistical inventory reconciliation (SIR) |  | UST Currently In Use: 3; UST Temp Close: 0; AST Currently In Use: 0; AST Temp Closed: 0 | 3 | 0 | 3 | 10037-069-000131 | A. W. HERNDON OIL COMPANY, INC.
44422 | Permanently Closed | 2015-01-26 | 1993-08-13 | 2015-01-26 | Petroleum | On road diesel | On road diesel | Emergency power generator | Fiberglass reinforced plastic | Fiberglass reinforced plastic |  |  | Fiberglass reinforced plastic |  | 1901-01-01 |  | Catchment Basin, Single walled catchment basin | Audible high level alarm At 90% full, Flow Rest 90% Full | Flow Rest 90% Full | Interstitial Monitoring within Secondary Containment |  | Automatic Tank Gauge | [8 empty] | UST Currently In Use: 0; UST Temp Close: 0; AST Currently In Use: 0; AST Temp Closed: 0 | 0 | 0 | 2 | 13360-097-006871 | VERIZON
44423 | Currently in Use |  | 1993-07-15 |  | Petroleum | Unleaded gasoline | Unleaded gasoline | Retail | Steel | Steel | Coated & cathodic protection (sti-P3) |  | Flexible |  |  |  | Catchment Basin, Single walled catchment basin | Flow Rest 90% Full | Flow Rest 90% Full |  |  | Continuous Automatic Tank Gauge |  | Automatic shutoff device (AELLD) | Automatic shutoff device (AELLD) |  |  | Automatic electronic line leak detector (AELLD) | Automatic electronic line leak detector (AELLD) | Pressurized Piping | UST Currently In Use: 2; UST Temp Close: 0; AST Currently In Use: 0; AST Temp Closed: 0 | 2 | 0 | 0 | 13343-125-016011 | MCCULLOUGH OIL COMPANY, INC.
44424 | Currently in Use |  | 1993-07-16 |  | Petroleum | Premium gasoline | Premium gasoline | Retail | Steel | Steel | Coated & cathodic protection (sti-P3) |  | Flexible |  |  |  | Catchment Basin, Single walled catchment basin | Flow Rest 90% Full | Flow Rest 90% Full |  |  | Continuous Automatic Tank Gauge |  | Automatic shutoff device (AELLD) | Automatic shutoff device (AELLD) |  |  | Automatic electronic line leak detector (AELLD) | Automatic electronic line leak detector (AELLD) | Pressurized Piping | UST Currently In Use: 2; UST Temp Close: 0; AST Currently In Use: 0; AST Temp Closed: 0 | 2 | 0 | 0 | 13343-125-016011 | MCCULLOUGH OIL COMPANY, INC.
44425 | Permanently Closed | 2023-04-25 | 1988-01-01 |  | Petroleum | Unleaded gasoline | Unleaded gasoline | Bulk facility, State/Federal Government | Fiberglass reinforced plastic | Fiberglass reinforced plastic |  |  | Fiberglass reinforced plastic |  | 1901-01-01 |  | Catchment Basin, Single walled catchment basin | Flow Rest 90% Full | Flow Rest 90% Full |  |  | Automatic Tank Gauge |  | Automatic flow restrictor (MLLD), Containment Sump | Containment Sump |  |  | Annual line testing | Annual line testing |  | UST Currently In Use: 0; UST Temp Close: 0; AST Currently In Use: 0; AST Temp Closed: 0 | 0 | 0 | 3 | 19113-101-016012 | STATE OF ALABAMA MOTOR POOL
44427 | Currently in Use |  | 1993-04-06 |  | Petroleum | Ethanol free gasoline | Ethanol free gasoline | Retail | Fiberglass coated steel | Fiberglass coated steel |  |  | Double Wall, Flexible |  |  |  | Catchment Basin, Single walled catchment basin | Flow Rest 90% Full | Flow Rest 90% Full |  |  | Continuous Automatic Tank Gauge |  | Automatic flow restrictor (MLLD), Containment Sump | Containment Sump |  |  | Annual line testing | Annual line testing |  | UST Currently In Use: 4; UST Temp Close: 0; AST Currently In Use: 0; AST Temp Closed: 0 | 4 | 0 | 4 | 23157-121-011302 | SAHIN FEROZ LALANI & SHWETA LALANI
44430 | Currently in Use |  | 1993-04-06 |  | Petroleum | Premium gasoline | Premium gasoline | Retail | Fiberglass coated steel | Fiberglass coated steel |  |  | Double Wall, Flexible |  |  |  | Catchment Basin, Single walled catchment basin | Flow Rest 90% Full | Flow Rest 90% Full |  |  | Continuous Automatic Tank Gauge |  | Automatic flow restrictor (MLLD), Containment Sump | Containment Sump |  |  | Annual line testing | Annual line testing |  | UST Currently In Use: 4; UST Temp Close: 0; AST Currently In Use: 0; AST Temp Closed: 0 | 4 | 0 | 4 | 23157-121-011302 | SAHIN FEROZ LALANI & SHWETA LALANI
44433 | Currently in Use |  | 1993-04-06 |  | Petroleum | Unleaded gasoline | Unleaded gasoline | Retail | Fiberglass coated steel | Fiberglass coated steel |  |  | Double Wall, Flexible |  |  |  | Catchment Basin, Single walled catchment basin | Flow Rest 90% Full | Flow Rest 90% Full |  |  | Continuous Automatic Tank Gauge |  | Automatic flow restrictor (MLLD), Containment Sump | Containment Sump |  |  | Annual line testing | Annual line testing |  | UST Currently In Use: 4; UST Temp Close: 0; AST Currently In Use: 0; AST Temp Closed: 0 | 4 | 0 | 4 | 23157-121-011302 | SAHIN FEROZ LALANI & SHWETA LALANI
44434 | Permanently Closed | 2002-03-12 | 1993-08-12 | 2002-03-12 | Petroleum | On road diesel | On road diesel | Emergency Power Generator, State/Federal Government | Fiberglass coated steel | Fiberglass coated steel |  |  | Fiberglass reinforced plastic, Steel |  | 1901-01-01 | Field installed cathodic protection | Catchment Basin, Single walled catchment basin | Audible high level alarm At 90% full, Automatic shutoff device At 95% full | Automatic shutoff device At 95% full |  |  |  |  | Automatic shutoff device (AELLD) | Automatic shutoff device (AELLD) |  |  | Continuous alarm system, Statistical inventory reconciliation (SIR) | Statistical inventory reconciliation (SIR) |  | UST Currently In Use: 1; UST Temp Close: 0; AST Currently In Use: 0; AST Temp Closed: 0 | 1 | 0 | 6 | 16407-101-013135 | RETIREMENT SYSTEMS OF ALABAMA
44435 | Permanently Closed | 2002-03-15 | 1993-08-23 | 2002-03-15 | Petroleum | On road diesel | On road diesel | Emergency Power Generator, State/Federal Government | Steel | Steel | Coated & cathodic protection (sti-P3) |  | Steel, COPPER |  | 1901-01-01 | Field installed cathodic protection | Catchment Basin, Single walled catchment basin | Audible high level alarm At 90% full, Automatic shutoff device At 95% full | Automatic shutoff device At 95% full |  |  |  |  | Automatic shutoff device (AELLD) | Automatic shutoff device (AELLD) |  |  | Continuous alarm system, Statistical inventory reconciliation (SIR) | Statistical inventory reconciliation (SIR) |  | UST Currently In Use: 1; UST Temp Close: 0; AST Currently In Use: 0; AST Temp Closed: 0 | 1 | 0 | 6 | 16407-101-013135 | RETIREMENT SYSTEMS OF ALABAMA
44436 | Permanently Closed |  | 1986-09-01 |  | Petroleum | Used oil | Used oil | Industrial | Fiberglass reinforced plastic | Fiberglass reinforced plastic |  |  | Fiberglass reinforced plastic |  | 1901-01-01 |  | Other, EXEMPT | Other, EXEMPT | Other |  |  | Manual Tank Gauging (only tanks 1000 gal. or less and 48” or 64” in diameter) | [8 empty] | UST Currently In Use: 0; UST Temp Close: 0; AST Currently In Use: 0; AST Temp Closed: 0 | 0 | 0 | 3 | 24969-101-001905 | KOAM MAINTENANCE LLC
44437 | Permanently Closed | 1996-04-01 | 1993-06-23 | 1996-05-07 | Petroleum | On road diesel | On road diesel | Industrial | Fiberglass reinforced plastic | Fiberglass reinforced plastic |  |  | Fiberglass reinforced plastic |  | 1901-01-01 |  | Catchment Basin, Single walled catchment basin | Automatic shutoff device At 95% full | Automatic shutoff device At 95% full | Interstitial Monitoring within Secondary Containment | [10 empty] | UST Currently In Use: 0; UST Temp Close: 0; AST Currently In Use: 0; AST Temp Closed: 0 | 0 | 0 | 2 | 16777-073-000269 | G P MILLWORK SPECIALITY DIST CENTER
44438 | Cannot Locate or abandoned | 1996-09-12 | 1991-01-01 |  | Petroleum | Unleaded gasoline | Unleaded gasoline | Retail | [6 empty] | 1901-01-01 | [15 empty] | UST Currently In Use: 0; UST Temp Close: 0; AST Currently In Use: 0; AST Temp Closed: 0 | 0 | 0 | 3 | 12595-065-011323 | J O DAVIS
44439 | Cannot Locate or abandoned | 1996-09-12 | 1991-01-01 |  | Petroleum | Unleaded gasoline | Unleaded gasoline | Retail | [6 empty] | 1901-01-01 | [15 empty] | UST Currently In Use: 0; UST Temp Close: 0; AST Currently In Use: 0; AST Temp Closed: 0 | 0 | 0 | 3 | 12595-065-011323 | J O DAVIS
44440 | Cannot Locate or abandoned | 1996-09-12 | 1991-01-01 |  | Petroleum | Unleaded gasoline | Unleaded gasoline | Retail | [6 empty] | 1901-01-01 | [15 empty] | UST Currently In Use: 0; UST Temp Close: 0; AST Currently In Use: 0; AST Temp Closed: 0 | 0 | 0 | 3 | 12595-065-011323 | J O DAVIS
44441 | Permanently Closed | 1998-12-10 | 1990-01-01 | 1998-12-10 | Petroleum | On road diesel | On road diesel | Farm/Residential tank Less Than 1100 gal (Not Regulated) | [6 empty] | 1901-01-01 | [15 empty] | UST Currently In Use: 0; UST Temp Close: 0; AST Currently In Use: 0; AST Temp Closed: 0 | 0 | 0 | 2 | 19117-061-007286 | W. RANDY SHIELDS
44442 | Currently in Use |  | 1987-09-01 |  | Petroleum | Unleaded gasoline | Unleaded gasoline | Retail | Single Wall, Steel, 10K/10K | Steel | Coated & cathodic protection (sti-P3) |  | Double Wall, Fiberglass reinforced plastic | OPW | 2008-04-15 |  | Catchment Basin, Single walled catchment basin | Flow Rest 90% Full | Flow Rest 90% Full |  |  | Continuous Automatic Tank Gauge |  | Automatic flow restrictor (MLLD), Containment Sump | Containment Sump | Interstitial Monitoring within Secondary Containment | SENSOR TO ATG | Continuous alarm system | Continuous alarm system |  | UST Currently In Use: 2; UST Temp Close: 0; AST Currently In Use: 0; AST Temp Closed: 0 | 2 | 0 | 1 | 19118-073-005302 | RIVER ROAD SALES INC
44444 | Permanently Closed | 2008-07-28 | 1987-09-01 | 2008-07-28 | Petroleum | Unleaded gasoline | Unleaded gasoline | Retail | Single Wall, Steel | Steel | Coated & cathodic protection (sti-P3) |  | Double Wall, Fiberglass reinforced plastic |  | 1901-01-01 |  | Catchment Basin, Single walled catchment basin | Flow Rest 90% Full | Flow Rest 90% Full |  |  | Continuous Automatic Tank Gauge |  | Containment Sump | Containment Sump | Interstitial Monitoring within Secondary Containment | SENSOR TO ATG |  |  |  | UST Currently In Use: 2; UST Temp Close: 0; AST Currently In Use: 0; AST Temp Closed: 0 | 2 | 0 | 1 | 19118-073-005302 | RIVER ROAD SALES INC
44445 | Currently in Use |  | 1993-07-02 |  | Petroleum | Unleaded gasoline | Unleaded gasoline | Retail | Steel, 10K/3K/3K | Steel | Coated & cathodic protection (sti-P3) |  | Fiberglass reinforced plastic |  | 1901-01-01 | Other, FLXS ISOLA | Catchment Basin, Single walled catchment basin | Flow Rest 90% Full | Flow Rest 90% Full |  |  | Automatic Tank Gauge | [8 empty] | UST Currently In Use: 1; UST Temp Close: 0; AST Currently In Use: 0; AST Temp Closed: 0 | 1 | 0 | 0 | 24592-111-016015 | RAMILABEN PATEL
44446 | Currently in Use |  | 1993-07-30 |  | Petroleum | Unleaded gasoline | Unleaded gasoline | Retail | Double Wall, Fiberglass reinforced plastic | Fiberglass reinforced plastic |  |  | Double Wall, Fiberglass reinforced plastic |  | 1901-01-01 |  | Catchment Basin, Single walled catchment basin | Automatic shutoff device At 95% full | Automatic shutoff device At 95% full |  |  | Continuous Automatic Tank Gauge |  | Automatic shutoff device (AELLD), Containment Sump | Containment Sump | [5 empty] | UST Currently In Use: 3; UST Temp Close: 0; AST Currently In Use: 0; AST Temp Closed: 0 | 3 | 0 | 0 | 13343-115-016016 | MCCULLOUGH OIL COMPANY, INC.
44447 | Currently in Use |  | 1993-07-30 |  | Petroleum | Premium gasoline | Premium gasoline | Retail | Double Wall, Fiberglass reinforced plastic | Fiberglass reinforced plastic |  |  | Double Wall, Fiberglass reinforced plastic |  | 1901-01-01 |  | Catchment Basin, Single walled catchment basin | Automatic shutoff device At 95% full | Automatic shutoff device At 95% full |  |  | Continuous Automatic Tank Gauge |  | Automatic shutoff device (AELLD), Containment Sump | Containment Sump | [5 empty] | UST Currently In Use: 3; UST Temp Close: 0; AST Currently In Use: 0; AST Temp Closed: 0 | 3 | 0 | 0 | 13343-115-016016 | MCCULLOUGH OIL COMPANY, INC.
44448 | Currently in Use |  | 1993-07-30 |  | Petroleum | On road diesel | On road diesel | Retail | Double Wall, Fiberglass reinforced plastic | Fiberglass reinforced plastic |  |  | Double Wall, Fiberglass reinforced plastic |  | 1901-01-01 |  | Catchment Basin, Single walled catchment basin | Automatic shutoff device At 95% full | Automatic shutoff device At 95% full |  |  | Continuous Automatic Tank Gauge |  | Automatic shutoff device (AELLD), Containment Sump | Containment Sump | [5 empty] | UST Currently In Use: 3; UST Temp Close: 0; AST Currently In Use: 0; AST Temp Closed: 0 | 3 | 0 | 0 | 13343-115-016016 | MCCULLOUGH OIL COMPANY, INC.
44449 | Currently in Use |  | 1993-11-19 |  | Petroleum | On road diesel | On road diesel | Retail | Steel | Steel | Coated & cathodic protection (sti-P3) |  | Fiberglass reinforced plastic |  | 1901-01-01 | Other, FLXS ISOLA | Catchment Basin, Single walled catchment basin | Automatic shutoff device At 95% full | Automatic shutoff device At 95% full |  |  | Statistical Inventory Reconciliation (SIR) |  | Automatic flow restrictor (MLLD), Containment Sump | Containment Sump |  |  | Annual line testing, Statistical inventory reconciliation (SIR) | Statistical inventory reconciliation (SIR) |  | UST Currently In Use: 4; UST Temp Close: 0; AST Currently In Use: 0; AST Temp Closed: 0 | 4 | 0 | 0 | 23884-099-003765 | LOWES QUICK STOP, LLC
44450 | Permanently Closed | 2010-10-03 | 1993-11-30 | 2012-10-03 | Petroleum | Aviation fuel (JP-4; etc.) | Aviation fuel (JP-4; etc.) | Industrial | Double Wall, Steel, DBL WALL | Steel | Coated & cathodic protection (sti-P3) |  | Other, ABOVEGRND |  |  |  | Catchment Basin, Single walled catchment basin | Audible high level alarm At 90% full | Audible high level alarm At 90% full | Interstitial Monitoring within Secondary Containment | MANUAL/VISUAL CHECK |  |  | Other, ABOVEGRND | Other |  |  | Other, ABOVEGRND | Other |  | UST Currently In Use: 5; UST Temp Close: 0; AST Currently In Use: 8; AST Temp Closed: 0 | 5 | 0 | 34 | 14817-097-011471 | CONTINENTAL MOTORS, INC.
44451 | Currently in Use |  | 1993-03-01 |  | Petroleum | Unleaded gasoline | Unleaded gasoline | Retail | Steel | Steel | Coated & cathodic protection (sti-P3) |  | Fiberglass reinforced plastic |  |  | Other, FLXS ISOLA | Catchment Basin, Single walled catchment basin | Flow Rest 90% Full | Flow Rest 90% Full |  |  | Automatic Tank Gauge |  | Automatic flow restrictor (MLLD) | Automatic flow restrictor (MLLD) |  |  | Annual line testing | Annual line testing |  | UST Currently In Use: 2; UST Temp Close: 0; AST Currently In Use: 0; AST Temp Closed: 0 | 2 | 0 | 5 | 25274-045-014629 | ANV LLC DBA CITGO OZARK STOP N GO #3
44452 | Currently in Use |  | 1993-03-01 |  | Petroleum | Unleaded gasoline | Unleaded gasoline | Retail | Steel | Steel | Coated & cathodic protection (sti-P3) |  | Fiberglass reinforced plastic |  |  | Other, FLXS ISOLA | Catchment Basin, Single walled catchment basin | Flow Rest 90% Full | Flow Rest 90% Full |  |  | Automatic Tank Gauge |  | Automatic flow restrictor (MLLD) | Automatic flow restrictor (MLLD) |  |  | Annual line testing | Annual line testing |  | UST Currently In Use: 2; UST Temp Close: 0; AST Currently In Use: 0; AST Temp Closed: 0 | 2 | 0 | 5 | 25274-045-014629 | ANV LLC DBA CITGO OZARK STOP N GO #3
44453 | Currently in Use |  | 1993-11-22 |  | Petroleum | Unleaded gasoline | Unleaded gasoline | Retail | Steel | Steel | Coated & cathodic protection (sti-P3) |  | Fiberglass reinforced plastic |  |  |  | Catchment Basin, Single walled catchment basin | Flow Rest 90% Full | Flow Rest 90% Full |  |  | Automatic Tank Gauge |  | Automatic flow restrictor (MLLD) | Automatic flow restrictor (MLLD) |  |  | Annual line testing | Annual line testing |  | UST Currently In Use: 2; UST Temp Close: 0; AST Currently In Use: 0; AST Temp Closed: 0 | 2 | 0 | 3 | 20875-039-000079 | GITTY UP-N-GO, INC.
44454 | Currently in Use |  | 1993-11-22 |  | Petroleum | Premium gasoline | Premium gasoline | Retail | Steel | Steel | Coated & cathodic protection (sti-P3) |  | Fiberglass reinforced plastic |  |  |  | Catchment Basin, Single walled catchment basin | Flow Rest 90% Full | Flow Rest 90% Full |  |  | Automatic Tank Gauge |  | Automatic flow restrictor (MLLD) | Automatic flow restrictor (MLLD) |  |  | Annual line testing | Annual line testing |  | UST Currently In Use: 2; UST Temp Close: 0; AST Currently In Use: 0; AST Temp Closed: 0 | 2 | 0 | 3 | 20875-039-000079 | GITTY UP-N-GO, INC.
44455 | Currently in Use |  | 1993-09-01 |  | Petroleum | Premium gasoline | Premium gasoline | Retail | Fiberglass reinforced plastic, Single Wall | Single Wall |  |  | Double Wall, Fiberglass reinforced plastic |  | 1901-01-01 |  | Catchment Basin, Single walled catchment basin | Audible high level alarm At 90% full, Automatic shutoff device At 95% full | Automatic shutoff device At 95% full |  |  | Continuous Automatic Tank Gauge |  | Automatic shutoff device (AELLD) | Automatic shutoff device (AELLD) |  |  | Automatic electronic line leak detector (AELLD) | Automatic electronic line leak detector (AELLD) |  | UST Currently In Use: 3; UST Temp Close: 0; AST Currently In Use: 0; AST Temp Closed: 0 | 3 | 0 | 1 | 11576-089-016017 | DUTCH OIL COMPANY
44456 | Currently in Use |  | 1993-09-01 |  | Petroleum | On road diesel | On road diesel | Retail | Fiberglass reinforced plastic, Single Wall | Single Wall |  |  | Double Wall, Fiberglass reinforced plastic |  | 1901-01-01 |  | Catchment Basin, Single walled catchment basin | Audible high level alarm At 90% full, Automatic shutoff device At 95% full | Automatic shutoff device At 95% full |  |  | Continuous Automatic Tank Gauge |  | Automatic shutoff device (AELLD) | Automatic shutoff device (AELLD) |  |  | Automatic electronic line leak detector (AELLD) | Automatic electronic line leak detector (AELLD) |  | UST Currently In Use: 3; UST Temp Close: 0; AST Currently In Use: 0; AST Temp Closed: 0 | 3 | 0 | 1 | 11576-089-016017 | DUTCH OIL COMPANY
44457 | Currently in Use |  | 1993-09-01 |  | Petroleum | Unleaded gasoline | Unleaded gasoline | Retail | Fiberglass reinforced plastic, Single Wall | Single Wall |  |  | Double Wall, Fiberglass reinforced plastic |  | 1901-01-01 |  | Catchment Basin, Single walled catchment basin | Audible high level alarm At 90% full, Automatic shutoff device At 95% full | Automatic shutoff device At 95% full |  |  | Continuous Automatic Tank Gauge |  | Automatic shutoff device (AELLD) | Automatic shutoff device (AELLD) |  |  | Automatic electronic line leak detector (AELLD) | Automatic electronic line leak detector (AELLD) |  | UST Currently In Use: 3; UST Temp Close: 0; AST Currently In Use: 0; AST Temp Closed: 0 | 3 | 0 | 1 | 11576-089-016017 | DUTCH OIL COMPANY
44458 | Permanently Closed | 2001-10-18 | 1993-12-17 | 2001-10-18 | Petroleum | Unleaded gasoline | Unleaded gasoline | Retail | Fiberglass reinforced plastic | Fiberglass reinforced plastic |  |  | Fiberglass reinforced plastic |  | 1901-01-01 |  | Catchment Basin, Single walled catchment basin | Audible high level alarm At 90% full | Audible high level alarm At 90% full | Interstitial Monitoring within Secondary Containment |  | Automatic Tank Gauge, Statistical Inventory Reconciliation (SIR) |  |  |  | Interstitial Monitoring within Secondary Containment |  | Continuous alarm system, Statistical inventory reconciliation (SIR) | Statistical inventory reconciliation (SIR) |  | UST Currently In Use: 0; UST Temp Close: 0; AST Currently In Use: 0; AST Temp Closed: 0 | 0 | 0 | 8 | 10825-089-009181 | CAMPBELL AND SONS OIL COMPANY, INC.
44459 | Permanently Closed | 2001-10-18 | 1993-12-17 | 2001-10-18 | Petroleum | Mid-grade gasoline | Mid-grade gasoline | Retail | Fiberglass reinforced plastic | Fiberglass reinforced plastic |  |  | Fiberglass reinforced plastic |  | 1901-01-01 |  | Catchment Basin, Single walled catchment basin | Audible high level alarm At 90% full | Audible high level alarm At 90% full | Interstitial Monitoring within Secondary Containment |  | Automatic Tank Gauge, Statistical Inventory Reconciliation (SIR) |  |  |  | Interstitial Monitoring within Secondary Containment |  | Continuous alarm system, Statistical inventory reconciliation (SIR) | Statistical inventory reconciliation (SIR) |  | UST Currently In Use: 0; UST Temp Close: 0; AST Currently In Use: 0; AST Temp Closed: 0 | 0 | 0 | 8 | 10825-089-009181 | CAMPBELL AND SONS OIL COMPANY, INC.
44460 | Permanently Closed | 2001-10-18 | 1993-12-17 | 2001-10-18 | Petroleum | Premium gasoline | Premium gasoline | Retail | Fiberglass reinforced plastic | Fiberglass reinforced plastic |  |  | Fiberglass reinforced plastic |  | 1901-01-01 |  | Catchment Basin, Single walled catchment basin | Audible high level alarm At 90% full | Audible high level alarm At 90% full | Interstitial Monitoring within Secondary Containment |  | Automatic Tank Gauge, Statistical Inventory Reconciliation (SIR) |  |  |  | Interstitial Monitoring within Secondary Containment |  | Continuous alarm system, Statistical inventory reconciliation (SIR) | Statistical inventory reconciliation (SIR) |  | UST Currently In Use: 0; UST Temp Close: 0; AST Currently In Use: 0; AST Temp Closed: 0 | 0 | 0 | 8 | 10825-089-009181 | CAMPBELL AND SONS OIL COMPANY, INC.
44461 | Permanently Closed | 2001-10-18 | 1993-12-17 | 2001-10-18 | Petroleum | On road diesel | On road diesel | Retail | Fiberglass reinforced plastic | Fiberglass reinforced plastic |  |  | Fiberglass reinforced plastic |  | 1901-01-01 |  | Catchment Basin, Single walled catchment basin | Audible high level alarm At 90% full | Audible high level alarm At 90% full | Interstitial Monitoring within Secondary Containment |  | Automatic Tank Gauge, Statistical Inventory Reconciliation (SIR) |  |  |  | Interstitial Monitoring within Secondary Containment |  | Continuous alarm system, Statistical inventory reconciliation (SIR) | Statistical inventory reconciliation (SIR) |  | UST Currently In Use: 0; UST Temp Close: 0; AST Currently In Use: 0; AST Temp Closed: 0 | 0 | 0 | 8 | 10825-089-009181 | CAMPBELL AND SONS OIL COMPANY, INC.
44462 | Currently in Use |  | 1993-10-16 |  | Petroleum | Unleaded gasoline | Unleaded gasoline | Retail | Single Wall, Steel | Steel | Coated & cathodic protection (sti-P3), Field installed cathodic protection |  | Double Wall, Fiberglass reinforced plastic |  |  |  | Catchment Basin, Single walled catchment basin | Flow Rest 90% Full | Flow Rest 90% Full |  |  | Continuous Automatic Tank Gauge | Single walled submersible pump containment sump | Automatic flow restrictor (MLLD), Containment Sump | Containment Sump |  | SENSOR TO ATG | Annual line testing | Annual line testing |  | UST Currently In Use: 3; UST Temp Close: 0; AST Currently In Use: 0; AST Temp Closed: 0 | 3 | 0 | 0 | 23632-127-016018 | SRINA 1ST AVENUE LLC
44463 | Currently in Use |  | 1993-10-16 |  | Petroleum | Premium gasoline | Premium gasoline | Retail | Single Wall, Steel | Steel | Coated & cathodic protection (sti-P3), Field installed cathodic protection |  | Double Wall, Fiberglass reinforced plastic |  |  |  | Catchment Basin, Single walled catchment basin | Flow Rest 90% Full | Flow Rest 90% Full |  |  | Continuous Automatic Tank Gauge | Single walled submersible pump containment sump | Automatic flow restrictor (MLLD), Containment Sump | Containment Sump |  | SENSOR TO ATG | Annual line testing | Annual line testing |  | UST Currently In Use: 3; UST Temp Close: 0; AST Currently In Use: 0; AST Temp Closed: 0 | 3 | 0 | 0 | 23632-127-016018 | SRINA 1ST AVENUE LLC
44464 | Currently in Use |  | 1993-10-16 |  | Petroleum | On road diesel | On road diesel | Retail | Single Wall, Steel | Steel | Coated & cathodic protection (sti-P3), Field installed cathodic protection |  | Double Wall, Fiberglass reinforced plastic |  |  |  | Catchment Basin, Single walled catchment basin | Flow Rest 90% Full | Flow Rest 90% Full |  |  | Continuous Automatic Tank Gauge | Single walled submersible pump containment sump | Automatic flow restrictor (MLLD), Containment Sump | Containment Sump |  | SENSOR TO ATG | Annual line testing | Annual line testing |  | UST Currently In Use: 3; UST Temp Close: 0; AST Currently In Use: 0; AST Temp Closed: 0 | 3 | 0 | 0 | 23632-127-016018 | SRINA 1ST AVENUE LLC
44465 | Permanently Closed | 1995-05-16 | 1901-01-01 | 1995-05-16 | Petroleum | Unleaded gasoline | Unleaded gasoline | Retail | Steel | Steel |  |  | Steel |  | 1901-01-01 | [15 empty] | UST Currently In Use: 0; UST Temp Close: 2; AST Currently In Use: 0; AST Temp Closed: 0 | 0 | 2 | 1 | 22191-097-016019 | MIKE NGUYEN
44466 | Currently in Use |  | 1993-09-20 |  | Petroleum | Unleaded gasoline | Unleaded gasoline | Retail | Single Wall, Steel | Steel | Coated & cathodic protection (sti-P3) |  | Double Wall, Fiberglass reinforced plastic |  | 1901-01-01 |  | Catchment Basin, Single walled catchment basin | Flow Rest 90% Full | Flow Rest 90% Full |  |  | Automatic Tank Gauge |  | Automatic flow restrictor (MLLD) | Automatic flow restrictor (MLLD) |  | MANUAL/VISUAL CHECK | Annual line testing | Annual line testing |  | UST Currently In Use: 2; UST Temp Close: 0; AST Currently In Use: 0; AST Temp Closed: 0 | 2 | 0 | 0 | 21025-089-016022 | MED EXPRESS INC
44467 | Currently in Use |  | 1993-09-20 |  | Petroleum | Premium gasoline | Premium gasoline | Retail | Single Wall, Steel | Steel | Coated & cathodic protection (sti-P3) |  | Double Wall, Fiberglass reinforced plastic |  | 1901-01-01 |  | Catchment Basin, Single walled catchment basin | Flow Rest 90% Full | Flow Rest 90% Full |  |  | Automatic Tank Gauge |  | Automatic flow restrictor (MLLD) | Automatic flow restrictor (MLLD) |  | MANUAL/VISUAL CHECK | Annual line testing | Annual line testing |  | UST Currently In Use: 2; UST Temp Close: 0; AST Currently In Use: 0; AST Temp Closed: 0 | 2 | 0 | 0 | 21025-089-016022 | MED EXPRESS INC
44468 | Currently in Use |  | 1993-10-01 |  | Petroleum | On road diesel | On road diesel | Retail | Single Wall, Steel | Steel | Coated & cathodic protection (sti-P3) |  | Fiberglass reinforced plastic, Single Wall |  |  |  | Catchment Basin, Single walled catchment basin | Automatic shutoff device At 95% full, Flow Rest 90% Full | Flow Rest 90% Full |  |  | Statistical Inventory Reconciliation (SIR) | [8 empty] | UST Currently In Use: 4; UST Temp Close: 0; AST Currently In Use: 0; AST Temp Closed: 0 | 4 | 0 | 2 | 14776-019-005713 | BROWN OIL CO INC
44469 | Permanently Closed | 2003-07-19 | 1986-09-19 | 2004-10-14 | Petroleum | On road diesel | On road diesel | Industrial | Steel | Steel | Field installed cathodic protection | Painted or None | Steel |  | 1901-01-01 | Field installed cathodic protection | Catchment Basin, Single walled catchment basin | Automatic shutoff device At 95% full | Automatic shutoff device At 95% full | [8 empty] | Annual line testing | Annual line testing |  | UST Currently In Use: 0; UST Temp Close: 0; AST Currently In Use: 0; AST Temp Closed: 0 | 0 | 0 | 2 | 19148-059-016023 | HEILIG MEYERS COMPANY
44470 | Permanently Closed | 2003-07-19 | 1986-09-19 | 2004-10-14 | Petroleum | On road diesel | On road diesel | Industrial | Steel | Steel | Field installed cathodic protection |  | Steel |  | 1901-01-01 | Field installed cathodic protection | Catchment Basin, Single walled catchment basin | Automatic shutoff device At 95% full | Automatic shutoff device At 95% full | [8 empty] | Annual line testing | Annual line testing |  | UST Currently In Use: 0; UST Temp Close: 0; AST Currently In Use: 0; AST Temp Closed: 0 | 0 | 0 | 2 | 19148-059-016023 | HEILIG MEYERS COMPANY
44471 | Temporary Closed | 1995-01-01 | 1993-09-02 |  | Petroleum | On road diesel | On road diesel | Industrial | Steel | Steel | Coated & cathodic protection (sti-P3) |  | Fiberglass reinforced plastic |  | 1901-01-01 | None | Catchment Basin, Single walled catchment basin | Flow Rest 90% Full | Flow Rest 90% Full | Interstitial Monitoring within Secondary Containment |  |  |  | Automatic flow restrictor (MLLD) | Automatic flow restrictor (MLLD) | [5 empty] | UST Currently In Use: 0; UST Temp Close: 1; AST Currently In Use: 0; AST Temp Closed: 0 | 0 | 1 | 0 | 22393-067-016034 | AWA FABRICATION AND CONSTRUCTION
44474 | Currently in Use |  | 1993-10-12 |  | Petroleum | On road diesel | On road diesel | Retail | Single Wall, Steel | Steel | Coated & cathodic protection (sti-P3) |  | Double Wall, Flexible |  |  |  | Catchment Basin, Single walled catchment basin | Automatic shutoff device At 95% full | Automatic shutoff device At 95% full |  |  | Continuous Automatic Tank Gauge |  | Automatic flow restrictor (MLLD), Containment Sump | Containment Sump | Interstitial Monitoring within Secondary Containment |  | Annual line testing | Annual line testing |  | UST Currently In Use: 4; UST Temp Close: 0; AST Currently In Use: 0; AST Temp Closed: 0 | 4 | 0 | 3 | 24900-117-011769 | AANYA PROPERTIES
44475 | Currently in Use |  | 1993-10-12 |  | Petroleum | Unleaded gasoline | Unleaded gasoline | Retail | Single Wall, Steel | Steel | Coated & cathodic protection (sti-P3) |  | Double Wall, Flexible |  |  |  | Catchment Basin, Single walled catchment basin | Flow Rest 90% Full | Flow Rest 90% Full |  |  | Continuous Automatic Tank Gauge |  | Automatic flow restrictor (MLLD), Containment Sump | Containment Sump | Interstitial Monitoring within Secondary Containment |  | Annual line testing | Annual line testing |  | UST Currently In Use: 4; UST Temp Close: 0; AST Currently In Use: 0; AST Temp Closed: 0 | 4 | 0 | 3 | 24900-117-011769 | AANYA PROPERTIES
44476 | Currently in Use |  | 1993-10-12 |  | Petroleum | Mid-grade gasoline | Mid-grade gasoline | Retail | Single Wall, Steel | Steel | Coated & cathodic protection (sti-P3) |  | Double Wall, Flexible |  |  |  | Catchment Basin, Single walled catchment basin | Flow Rest 90% Full | Flow Rest 90% Full |  |  | Continuous Automatic Tank Gauge |  | Automatic flow restrictor (MLLD), Containment Sump | Containment Sump | Interstitial Monitoring within Secondary Containment |  | Annual line testing | Annual line testing |  | UST Currently In Use: 4; UST Temp Close: 0; AST Currently In Use: 0; AST Temp Closed: 0 | 4 | 0 | 3 | 24900-117-011769 | AANYA PROPERTIES
44477 | Currently in Use |  | 1993-10-12 |  | Petroleum | Premium gasoline | Premium gasoline | Retail | Single Wall, Steel | Steel | Coated & cathodic protection (sti-P3) |  | Double Wall, Flexible |  |  |  | Catchment Basin, Single walled catchment basin | Flow Rest 90% Full | Flow Rest 90% Full |  |  | Continuous Automatic Tank Gauge |  | Automatic flow restrictor (MLLD), Containment Sump | Containment Sump | Interstitial Monitoring within Secondary Containment |  | Annual line testing | Annual line testing |  | UST Currently In Use: 4; UST Temp Close: 0; AST Currently In Use: 0; AST Temp Closed: 0 | 4 | 0 | 3 | 24900-117-011769 | AANYA PROPERTIES
44478 | Permanently Closed | 1996-06-14 | 1901-01-01 | 1996-06-14 | Petroleum | Unleaded gasoline | Unleaded gasoline | Retail | Steel | Steel |  |  | Steel |  | 1901-01-01 | [15 empty] | UST Currently In Use: 0; UST Temp Close: 0; AST Currently In Use: 0; AST Temp Closed: 0 | 0 | 0 | 4 | 19132-081-016021 | DOROTHY WARD ESTATE
44479 | Permanently Closed | 1996-06-14 | 1901-01-01 | 1996-06-14 | Petroleum | Unleaded gasoline | Unleaded gasoline | Retail | Steel | Steel |  |  | Steel |  | 1901-01-01 | [15 empty] | UST Currently In Use: 0; UST Temp Close: 0; AST Currently In Use: 0; AST Temp Closed: 0 | 0 | 0 | 4 | 19132-081-016021 | DOROTHY WARD ESTATE
44480 | Permanently Closed | 1996-06-14 | 1901-01-01 | 1996-06-14 | Petroleum | Unleaded gasoline | Unleaded gasoline | Retail | Steel | Steel |  |  | Steel |  | 1901-01-01 | [15 empty] | UST Currently In Use: 0; UST Temp Close: 0; AST Currently In Use: 0; AST Temp Closed: 0 | 0 | 0 | 4 | 19132-081-016021 | DOROTHY WARD ESTATE
44481 | Permanently Closed | 1996-06-14 | 1901-01-01 | 1996-06-14 | Petroleum | Used oil | Used oil | Retail | Steel | Steel |  |  | Steel |  | 1901-01-01 | [15 empty] | UST Currently In Use: 0; UST Temp Close: 0; AST Currently In Use: 0; AST Temp Closed: 0 | 0 | 0 | 4 | 19132-081-016021 | DOROTHY WARD ESTATE
44482 | Permanently Closed | 1998-12-21 | 1968-01-01 | 1999-02-03 | Petroleum | Used oil | Used oil |  | Steel | Steel |  |  | Steel |  | 1901-01-01 | [15 empty] | UST Currently In Use: 0; UST Temp Close: 0; AST Currently In Use: 0; AST Temp Closed: 0 | 0 | 0 | 6 | 14283-073-008841 | S E RUSSELL JR
44483 | Temporary Closed | 2012-03-12 | 1993-12-27 |  | Petroleum | On road diesel | On road diesel | Retail | Steel | Steel | Coated & cathodic protection (sti-P3) |  | Fiberglass reinforced plastic |  |  |  | Catchment Basin, Single walled catchment basin | Automatic shutoff device At 95% full | Automatic shutoff device At 95% full |  |  | Automatic Tank Gauge |  | Automatic flow restrictor (MLLD) | Automatic flow restrictor (MLLD) |  |  | Annual line testing | Annual line testing |  | UST Currently In Use: 0; UST Temp Close: 3; AST Currently In Use: 0; AST Temp Closed: 0 | 0 | 3 | 5 | 20717-053-009028 | JOHN CARDWELL
44484 | Permanently Closed | 2006-12-31 | 1987-07-22 |  | Petroleum | Unleaded gasoline | Unleaded gasoline | Retail | Steel | Steel | Coated & cathodic protection (sti-P3) |  | Fiberglass reinforced plastic |  | 1901-01-01 |  | Catchment Basin, Single walled catchment basin | Flow Rest 90% Full | Flow Rest 90% Full |  |  | Statistical Inventory Reconciliation (SIR) | [5 empty] | Statistical inventory reconciliation (SIR) | Statistical inventory reconciliation (SIR) |  | UST Currently In Use: 0; UST Temp Close: 0; AST Currently In Use: 0; AST Temp Closed: 0 | 0 | 0 | 3 | 22963-101-016177 | AEHNLICH AUTOMOTIVE INC
44485 | Permanently Closed | 2006-12-31 | 1987-07-22 |  | Petroleum | Unleaded gasoline | Unleaded gasoline | Retail | Steel | Steel | Coated & cathodic protection (sti-P3) |  | Fiberglass reinforced plastic |  | 1901-01-01 |  | Catchment Basin, Single walled catchment basin | Flow Rest 90% Full | Flow Rest 90% Full |  |  | Statistical Inventory Reconciliation (SIR) | [5 empty] | Statistical inventory reconciliation (SIR) | Statistical inventory reconciliation (SIR) |  | UST Currently In Use: 0; UST Temp Close: 0; AST Currently In Use: 0; AST Temp Closed: 0 | 0 | 0 | 3 | 22963-101-016177 | AEHNLICH AUTOMOTIVE INC
44486 | Permanently Closed | 2006-12-31 | 1987-07-22 |  | Petroleum | Used oil | Used oil | Retail | Steel | Steel | Coated & cathodic protection (sti-P3) |  |  |  | 1901-01-01 |  | Other, EXEMPT | Other, EXEMPT | Other |  |  | Manual Tank Gauging (only tanks 1000 gal. or less and 48” or 64” in diameter) | [8 empty] | UST Currently In Use: 0; UST Temp Close: 0; AST Currently In Use: 0; AST Temp Closed: 0 | 0 | 0 | 3 | 22963-101-016177 | AEHNLICH AUTOMOTIVE INC
44487 | Currently in Use |  | 1993-12-23 |  | Petroleum | Unleaded gasoline | Unleaded gasoline | Industrial | Double Wall, Fiberglass reinforced plastic | Fiberglass reinforced plastic |  |  | Fiberglass reinforced plastic, BLUE |  | 1901-01-01 | None | Catchment Basin, Single walled catchment basin | Automatic shutoff device At 95% full | Automatic shutoff device At 95% full | Interstitial Monitoring within Secondary Containment |  | Continuous Automatic Tank Gauge |  | Automatic shutoff device (AELLD) | Automatic shutoff device (AELLD) |  |  | Continuous alarm system | Continuous alarm system |  | UST Currently In Use: 2; UST Temp Close: 0; AST Currently In Use: 0; AST Temp Closed: 0 | 2 | 0 | 2 | 10146-073-010995 | ALABAMA POWER COMPANY
44488 | Permanently Closed | 1994-03-29 | 1911-11-11 | 1994-03-29 | Petroleum | Unleaded gasoline | Unleaded gasoline | Retail | [6 empty] | 1901-01-01 | [15 empty] | UST Currently In Use: 0; UST Temp Close: 0; AST Currently In Use: 0; AST Temp Closed: 0 | 0 | 0 | 1 | 10188-089-000480 | CHILDERS DISTRIBUTION CO INC
44489 | Permanently Closed | 1998-05-01 | 1993-11-20 | 1998-05-15 | Petroleum | Unleaded gasoline | Unleaded gasoline | Industrial, State/Federal Government | Fiberglass reinforced plastic | Fiberglass reinforced plastic |  |  | Fiberglass reinforced plastic |  | 1901-01-01 |  | Catchment Basin, Single walled catchment basin | Automatic shutoff device At 95% full | Automatic shutoff device At 95% full | Interstitial Monitoring within Secondary Containment | [10 empty] | UST Currently In Use: 0; UST Temp Close: 0; AST Currently In Use: 0; AST Temp Closed: 0 | 0 | 0 | 2 | 15107-073-006886 | UNITED STATES POSTAL SERVICE
44490 | Currently in Use |  | 1993-07-01 |  | Petroleum | Unleaded gasoline | Unleaded gasoline | Retail | Steel | Steel | Coated & cathodic protection (sti-P3) |  | Flexible, GEO-FLEX |  |  |  | Catchment Basin, Single walled catchment basin | Flow Rest 90% Full | Flow Rest 90% Full |  |  | Automatic Tank Gauge |  | Automatic flow restrictor (MLLD), Containment Sump | Containment Sump |  |  | Annual line testing | Annual line testing |  | UST Currently In Use: 2; UST Temp Close: 0; AST Currently In Use: 0; AST Temp Closed: 0 | 2 | 0 | 0 | 25421-007-016295 | SHEZAD KESHWANI
44491 | Currently in Use |  | 1993-07-01 |  | Petroleum | Premium gasoline | Premium gasoline | Retail | Steel | Steel | Coated & cathodic protection (sti-P3) |  | Flexible, GEO-FLEX |  |  |  | Catchment Basin, Single walled catchment basin | Flow Rest 90% Full | Flow Rest 90% Full |  |  | Automatic Tank Gauge |  | Automatic flow restrictor (MLLD), Containment Sump | Containment Sump |  |  | Annual line testing | Annual line testing |  | UST Currently In Use: 2; UST Temp Close: 0; AST Currently In Use: 0; AST Temp Closed: 0 | 2 | 0 | 0 | 25421-007-016295 | SHEZAD KESHWANI
44492 | Cannot Locate or abandoned | 2004-02-20 | 1993-04-01 |  | Petroleum | Unleaded gasoline | Unleaded gasoline | Retail | Steel | Steel | Coated & cathodic protection (sti-P3) |  | Fiberglass reinforced plastic |  | 1901-01-01 | None | Catchment Basin, Single walled catchment basin | Automatic shutoff device At 95% full | Automatic shutoff device At 95% full | [8 empty] | Annual line testing | Annual line testing |  | UST Currently In Use: 0; UST Temp Close: 0; AST Currently In Use: 0; AST Temp Closed: 0 | 0 | 0 | 0 | 19159-069-016298 | JEAN HARDY
44493 | Cannot Locate or abandoned | 2004-02-20 | 1993-04-01 |  | Petroleum | Unleaded gasoline | Unleaded gasoline | Retail | Steel | Steel | Coated & cathodic protection (sti-P3) |  | Fiberglass reinforced plastic |  | 1901-01-01 | None | Catchment Basin, Single walled catchment basin | Automatic shutoff device At 95% full | Automatic shutoff device At 95% full | [8 empty] | Annual line testing | Annual line testing |  | UST Currently In Use: 0; UST Temp Close: 0; AST Currently In Use: 0; AST Temp Closed: 0 | 0 | 0 | 0 | 19159-069-016298 | JEAN HARDY
44494 | Permanently Closed | 1996-07-03 | 1982-01-01 | 1996-07-03 | Petroleum | Unleaded gasoline | Unleaded gasoline |  | Fiberglass reinforced plastic | Fiberglass reinforced plastic |  |  | Fiberglass reinforced plastic |  | 1901-01-01 | [12 empty] | Annual line testing | Annual line testing |  | UST Currently In Use: 0; UST Temp Close: 0; AST Currently In Use: 0; AST Temp Closed: 0 | 0 | 0 | 7 | 24850-073-011529 | MOVING ON UP III, LLC
44495 | Permanently Closed | 1996-07-03 | 1982-01-01 | 1996-07-03 | Petroleum | Unleaded gasoline | Unleaded gasoline |  | Fiberglass reinforced plastic | Fiberglass reinforced plastic |  |  | Fiberglass reinforced plastic |  | 1901-01-01 |  | Catchment Basin, Single walled catchment basin | Automatic shutoff device At 95% full | Automatic shutoff device At 95% full | [8 empty] | Annual line testing | Annual line testing |  | UST Currently In Use: 0; UST Temp Close: 0; AST Currently In Use: 0; AST Temp Closed: 0 | 0 | 0 | 7 | 24850-073-011529 | MOVING ON UP III, LLC
44496 | Permanently Closed | 1996-07-03 | 1982-01-01 | 1996-07-03 | Petroleum | Unleaded gasoline | Unleaded gasoline | Retail | Fiberglass reinforced plastic | Fiberglass reinforced plastic |  |  | Fiberglass reinforced plastic |  | 1901-01-01 |  | Catchment Basin, Single walled catchment basin | Automatic shutoff device At 95% full | Automatic shutoff device At 95% full | [8 empty] | Annual line testing | Annual line testing |  | UST Currently In Use: 0; UST Temp Close: 0; AST Currently In Use: 0; AST Temp Closed: 0 | 0 | 0 | 7 | 24850-073-011529 | MOVING ON UP III, LLC
44497 | Permanently Closed | 1996-07-03 | 1982-01-01 | 1996-07-03 | Petroleum | On road diesel | On road diesel | Retail | Fiberglass reinforced plastic | Fiberglass reinforced plastic |  |  | Fiberglass reinforced plastic |  | 1901-01-01 |  | Catchment Basin, Single walled catchment basin | Automatic shutoff device At 95% full | Automatic shutoff device At 95% full | [8 empty] | Annual line testing | Annual line testing |  | UST Currently In Use: 0; UST Temp Close: 0; AST Currently In Use: 0; AST Temp Closed: 0 | 0 | 0 | 7 | 24850-073-011529 | MOVING ON UP III, LLC
44498 | Permanently Closed | 1996-07-03 | 1982-01-01 | 1996-07-03 | Petroleum | Used oil | Used oil | Retail | Fiberglass reinforced plastic | Fiberglass reinforced plastic |  |  | Fiberglass reinforced plastic |  | 1901-01-01 |  | Catchment Basin, Single walled catchment basin | Automatic shutoff device At 95% full | Automatic shutoff device At 95% full |  |  | Manual Tank Gauging (only tanks 1000 gal. or less and 48” or 64” in diameter) | [8 empty] | UST Currently In Use: 0; UST Temp Close: 0; AST Currently In Use: 0; AST Temp Closed: 0 | 0 | 0 | 7 | 24850-073-011529 | MOVING ON UP III, LLC
44499 | Currently in Use |  | 1993-10-15 |  | Petroleum | Unleaded gasoline | Unleaded gasoline | Retail | Single Wall, Steel | Steel | Coated & cathodic protection (sti-P3), Field installed cathodic protection |  | Double Wall, Fiberglass reinforced plastic |  |  |  | Catchment Basin, Single walled catchment basin | Flow Rest 90% Full | Flow Rest 90% Full |  |  | Continuous Automatic Tank Gauge | Single walled submersible pump containment sump | Automatic flow restrictor (MLLD), Containment Sump | Containment Sump |  | SENSOR TO ATG | Annual line testing | Annual line testing |  | UST Currently In Use: 2; UST Temp Close: 0; AST Currently In Use: 0; AST Temp Closed: 0 | 2 | 0 | 0 | 24432-043-017167 | RACHELLE WILSON
44500 | Currently in Use |  | 1993-10-15 |  | Petroleum | Premium gasoline | Premium gasoline | Retail | Single Wall, Steel | Steel | Coated & cathodic protection (sti-P3), Field installed cathodic protection |  | Double Wall, Fiberglass reinforced plastic |  |  |  | Catchment Basin, Single walled catchment basin | Flow Rest 90% Full | Flow Rest 90% Full |  |  | Continuous Automatic Tank Gauge | Single walled submersible pump containment sump | Automatic flow restrictor (MLLD), Containment Sump | Containment Sump |  | SENSOR TO ATG | Annual line testing | Annual line testing |  | UST Currently In Use: 2; UST Temp Close: 0; AST Currently In Use: 0; AST Temp Closed: 0 | 2 | 0 | 0 | 24432-043-017167 | RACHELLE WILSON
44501 | Currently in Use |  | 1993-11-01 |  | Petroleum | Unleaded gasoline | Unleaded gasoline | Retail | Steel | Steel | Coated & cathodic protection (sti-P3) |  | Fiberglass reinforced plastic |  |  |  | Catchment Basin, Single walled catchment basin | Flow Rest 90% Full | Flow Rest 90% Full |  |  | Continuous Automatic Tank Gauge, Statistical Inventory Reconciliation (SIR) |  | Automatic flow restrictor (MLLD), Containment Sump | Containment Sump |  |  | Annual line testing | Annual line testing |  | UST Currently In Use: 4; UST Temp Close: 0; AST Currently In Use: 0; AST Temp Closed: 0 | 4 | 0 | 4 | 11453-053-008189 | DIAMOND GASOLINE STATIONS, INC.
44502 | Currently in Use |  | 1993-11-01 |  | Petroleum | Unleaded gasoline | Unleaded gasoline | Retail | Steel | Steel | Coated & cathodic protection (sti-P3) |  | Fiberglass reinforced plastic |  |  |  | Catchment Basin, Single walled catchment basin | Flow Rest 90% Full | Flow Rest 90% Full |  |  | Continuous Automatic Tank Gauge, Statistical Inventory Reconciliation (SIR) |  | Automatic flow restrictor (MLLD), Containment Sump | Containment Sump |  |  | Annual line testing | Annual line testing |  | UST Currently In Use: 4; UST Temp Close: 0; AST Currently In Use: 0; AST Temp Closed: 0 | 4 | 0 | 4 | 11453-053-008189 | DIAMOND GASOLINE STATIONS, INC.
44503 | Currently in Use |  | 1993-11-01 |  | Petroleum | Premium gasoline | Premium gasoline | Retail | Steel | Steel | Coated & cathodic protection (sti-P3) |  | Fiberglass reinforced plastic |  |  |  | Catchment Basin, Single walled catchment basin | Flow Rest 90% Full | Flow Rest 90% Full |  |  | Continuous Automatic Tank Gauge, Statistical Inventory Reconciliation (SIR) |  | Automatic flow restrictor (MLLD), Containment Sump | Containment Sump |  |  | Annual line testing | Annual line testing |  | UST Currently In Use: 4; UST Temp Close: 0; AST Currently In Use: 0; AST Temp Closed: 0 | 4 | 0 | 4 | 11453-053-008189 | DIAMOND GASOLINE STATIONS, INC.
44504 | Currently in Use |  | 1993-11-01 |  | Petroleum | On road diesel | On road diesel | Retail | Steel | Steel | Coated & cathodic protection (sti-P3) |  | Fiberglass reinforced plastic |  |  |  | Catchment Basin, Single walled catchment basin | Flow Rest 90% Full | Flow Rest 90% Full |  |  | Continuous Automatic Tank Gauge, Statistical Inventory Reconciliation (SIR) |  | Automatic flow restrictor (MLLD), Containment Sump | Containment Sump |  |  | Annual line testing | Annual line testing |  | UST Currently In Use: 4; UST Temp Close: 0; AST Currently In Use: 0; AST Temp Closed: 0 | 4 | 0 | 4 | 11453-053-008189 | DIAMOND GASOLINE STATIONS, INC.
44505 | Permanently Closed | 2011-08-14 | 1993-10-29 | 2012-07-02 | Petroleum | Unleaded gasoline | Unleaded gasoline | Retail | Single Wall, Steel | Steel | Coated & cathodic protection (sti-P3) |  | Fiberglass reinforced plastic, Single Wall |  |  |  | Catchment Basin, Single walled catchment basin | Automatic shutoff device At 95% full | Automatic shutoff device At 95% full |  |  | Continuous Automatic Tank Gauge | [8 empty] | UST Currently In Use: 0; UST Temp Close: 0; AST Currently In Use: 0; AST Temp Closed: 0 | 0 | 0 | 9 | 13816-103-007591 | PEEBLES OIL C/O EVANS & ASSOCIATES
44506 | Permanently Closed | 2011-08-14 | 1993-10-29 | 2012-07-02 | Petroleum | Mid-grade gasoline | Mid-grade gasoline | Retail | Single Wall, Steel | Steel | Coated & cathodic protection (sti-P3) |  | Fiberglass reinforced plastic, Single Wall |  |  |  | Catchment Basin, Single walled catchment basin | Automatic shutoff device At 95% full | Automatic shutoff device At 95% full |  |  | Continuous Automatic Tank Gauge | [8 empty] | UST Currently In Use: 0; UST Temp Close: 0; AST Currently In Use: 0; AST Temp Closed: 0 | 0 | 0 | 9 | 13816-103-007591 | PEEBLES OIL C/O EVANS & ASSOCIATES
44507 | Permanently Closed | 2011-08-14 | 1993-10-29 | 2012-07-02 | Petroleum | Premium gasoline | Premium gasoline | Retail | Single Wall, Steel | Steel | Coated & cathodic protection (sti-P3) |  | Fiberglass reinforced plastic, Single Wall |  |  |  | Catchment Basin, Single walled catchment basin | Automatic shutoff device At 95% full | Automatic shutoff device At 95% full |  |  | Continuous Automatic Tank Gauge | [8 empty] | UST Currently In Use: 0; UST Temp Close: 0; AST Currently In Use: 0; AST Temp Closed: 0 | 0 | 0 | 9 | 13816-103-007591 | PEEBLES OIL C/O EVANS & ASSOCIATES
44508 | Permanently Closed | 2011-08-14 | 1993-10-29 | 2012-07-02 | Petroleum | On road diesel | On road diesel | Retail | Single Wall, Steel | Steel | Coated & cathodic protection (sti-P3) |  | Fiberglass reinforced plastic, Single Wall |  |  |  | Catchment Basin, Single walled catchment basin | Automatic shutoff device At 95% full | Automatic shutoff device At 95% full |  |  | Continuous Automatic Tank Gauge | [8 empty] | UST Currently In Use: 0; UST Temp Close: 0; AST Currently In Use: 0; AST Temp Closed: 0 | 0 | 0 | 9 | 13816-103-007591 | PEEBLES OIL C/O EVANS & ASSOCIATES
44509 | Permanently Closed | 2011-08-14 | 1993-10-29 | 2012-07-02 | Petroleum | On road diesel | On road diesel | Retail | Single Wall, Steel | Steel | Coated & cathodic protection (sti-P3) |  | Fiberglass reinforced plastic, Single Wall |  |  |  | Catchment Basin, Single walled catchment basin | Automatic shutoff device At 95% full | Automatic shutoff device At 95% full |  |  | Continuous Automatic Tank Gauge | [8 empty] | UST Currently In Use: 0; UST Temp Close: 0; AST Currently In Use: 0; AST Temp Closed: 0 | 0 | 0 | 9 | 13816-103-007591 | PEEBLES OIL C/O EVANS & ASSOCIATES
44510 | Permanently Closed | 2012-07-18 | 1993-12-10 | 2012-07-18 | Petroleum | Unleaded gasoline | Unleaded gasoline | Retail | Steel | Steel | Coated & cathodic protection (sti-P3) |  | Fiberglass reinforced plastic |  |  |  | Catchment Basin, Single walled catchment basin | Automatic shutoff device At 95% full | Automatic shutoff device At 95% full |  |  | Statistical Inventory Reconciliation (SIR) | [8 empty] | UST Currently In Use: 0; UST Temp Close: 0; AST Currently In Use: 0; AST Temp Closed: 0 | 0 | 0 | 6 | 15525-099-003762 | ROBERT A BLACK
44511 | Currently in Use |  | 1994-01-17 |  | Petroleum | Unleaded gasoline | Unleaded gasoline | Retail | Steel | Steel | Coated & cathodic protection (sti-P3) |  | Fiberglass reinforced plastic |  |  |  | Catchment Basin, Single walled catchment basin | Automatic shutoff device At 95% full, Flow Rest 90% Full | Flow Rest 90% Full |  |  | Automatic Tank Gauge | [8 empty] | UST Currently In Use: 2; UST Temp Close: 0; AST Currently In Use: 0; AST Temp Closed: 0 | 2 | 0 | 4 | 24701-013-013590 | LEIGH ANN MYRICK
44512 | Currently in Use |  | 1994-01-17 |  | Petroleum | On road diesel | On road diesel | Retail | Steel | Steel | Coated & cathodic protection (sti-P3) |  | Fiberglass reinforced plastic |  |  |  | Catchment Basin, Single walled catchment basin | Automatic shutoff device At 95% full, Flow Rest 90% Full | Flow Rest 90% Full |  |  | Automatic Tank Gauge | [8 empty] | UST Currently In Use: 2; UST Temp Close: 0; AST Currently In Use: 0; AST Temp Closed: 0 | 2 | 0 | 4 | 24701-013-013590 | LEIGH ANN MYRICK
44513 | Currently in Use |  | 1993-12-15 |  | Petroleum | On road diesel | On road diesel | Retail | Fiberglass reinforced plastic | Fiberglass reinforced plastic |  |  | Fiberglass reinforced plastic, Flexible, DBWALL |  | 1901-01-01 | None | Catchment Basin, Single walled catchment basin | Automatic shutoff device At 95% full, Flow Rest 90% Full | Flow Rest 90% Full |  |  | Continuous Automatic Tank Gauge |  | Automatic shutoff device (AELLD), Sump sensor relayed to automatically shut off submersible pump, IN HOUSE | Sump sensor relayed to automatically shut off submersible pump |  |  | Other, IN HOUSE | Other |  | UST Currently In Use: 3; UST Temp Close: 0; AST Currently In Use: 0; AST Temp Closed: 0 | 3 | 0 | 1 | 15420-123-016257 | MAPCO EXPRESS, LLC
44514 | Currently in Use |  | 1993-12-15 |  | Petroleum | Premium gasoline | Premium gasoline | Retail | Fiberglass reinforced plastic | Fiberglass reinforced plastic |  |  | Fiberglass reinforced plastic, DBWALL |  | 1901-01-01 | None | Catchment Basin, Single walled catchment basin | Automatic shutoff device At 95% full, Flow Rest 90% Full | Flow Rest 90% Full |  |  | Continuous Automatic Tank Gauge |  | Automatic shutoff device (AELLD) | Automatic shutoff device (AELLD) | [5 empty] | UST Currently In Use: 3; UST Temp Close: 0; AST Currently In Use: 0; AST Temp Closed: 0 | 3 | 0 | 1 | 15420-123-016257 | MAPCO EXPRESS, LLC
44516 | Permanently Closed | 2000-10-28 | 1993-12-15 | 2000-10-28 | Petroleum | On road diesel | On road diesel | Retail | Fiberglass reinforced plastic | Fiberglass reinforced plastic |  |  | Fiberglass reinforced plastic, DBWALL |  | 1901-01-01 | None | Catchment Basin, Single walled catchment basin | Audible high level alarm At 90% full, Flow Rest 90% Full | Flow Rest 90% Full |  |  | Automatic Tank Gauge, Groundwater Monitoring, Other, Statistical Inventory Reconciliation (SIR) |  |  |  |  | INTERSTITIAL BARRIER | Annual line testing, Statistical inventory reconciliation (SIR) | Statistical inventory reconciliation (SIR) |  | UST Currently In Use: 3; UST Temp Close: 0; AST Currently In Use: 0; AST Temp Closed: 0 | 3 | 0 | 1 | 15420-123-016257 | MAPCO EXPRESS, LLC
44517 | Permanently Closed | 1994-04-26 | 1982-09-09 | 1994-04-26 | Petroleum | Unleaded gasoline | Unleaded gasoline | Emergency power generator | Steel | Steel |  | Painted or None | Other, COPPER |  | 1901-01-01 | Other, PVC | Catchment Basin, Single walled catchment basin | Audible high level alarm At 90% full | Audible high level alarm At 90% full | [8 empty] | Annual line testing | Annual line testing |  | UST Currently In Use: 0; UST Temp Close: 0; AST Currently In Use: 1; AST Temp Closed: 0 | 0 | 0 | 2 | 14462-121-012166 | BELLSOUTH TELECOMM. DBA AT&T ALA.
44518 | Permanently Closed | 1997-02-10 | 1986-07-15 | 1997-03-11 | Petroleum | On road diesel | On road diesel | Emergency power generator | Fiberglass coated steel, Fiberglass reinforced plastic | Fiberglass reinforced plastic |  |  | Other, COPPER |  | 1901-01-01 | Other, PVC | Catchment Basin, Single walled catchment basin | Audible high level alarm At 90% full | Audible high level alarm At 90% full | [8 empty] | Annual line testing | Annual line testing |  | UST Currently In Use: 0; UST Temp Close: 0; AST Currently In Use: 1; AST Temp Closed: 0 | 0 | 0 | 2 | 14462-117-012034 | BELLSOUTH TELECOMM. DBA AT&T ALA.
44519 | Permanently Closed | 1995-10-28 | 1993-06-25 | 1997-10-28 | Petroleum | On road diesel | On road diesel | Emergency Power Generator | Fiberglass coated steel, 2WALLSTEEL | Fiberglass coated steel |  |  | Other, COPPER |  | 1901-01-01 | Other, FRP | Catchment Basin, Single walled catchment basin | Audible high level alarm At 90% full | Audible high level alarm At 90% full | Interstitial Monitoring within Secondary Containment |  | Automatic Tank Gauge | [8 empty] | UST Currently In Use: 1; UST Temp Close: 0; AST Currently In Use: 0; AST Temp Closed: 0 | 1 | 0 | 3 | 14462-073-012077 | BELLSOUTH TELECOMM. DBA AT&T ALA.
44520 | Permanently Closed | 1996-09-01 | 1989-03-29 | 1996-09-01 | Petroleum | On road diesel | On road diesel | Emergency power generator | Fiberglass reinforced plastic | Fiberglass reinforced plastic |  |  | Other, COPPER |  | 1901-01-01 | Other, PVC | Catchment Basin, Single walled catchment basin | Audible high level alarm At 90% full | Audible high level alarm At 90% full | Interstitial Monitoring within Secondary Containment |  | Automatic Tank Gauge | [8 empty] | UST Currently In Use: 1; UST Temp Close: 0; AST Currently In Use: 0; AST Temp Closed: 0 | 1 | 0 | 2 | 14462-101-015283 | BELLSOUTH TELECOMM. DBA AT&T ALA.
44521 | Permanently Closed | 1997-04-14 | 1989-09-25 | 1997-04-15 | Petroleum | On road diesel | On road diesel | Emergency power generator | Fiberglass coated steel, Fiberglass reinforced plastic | Fiberglass reinforced plastic |  |  | Other, COPPER |  | 1901-01-01 | Other, FRP | Catchment Basin, Single walled catchment basin | Audible high level alarm At 90% full | Audible high level alarm At 90% full | Interstitial Monitoring within Secondary Containment |  | Automatic Tank Gauge | [8 empty] | UST Currently In Use: 0; UST Temp Close: 0; AST Currently In Use: 1; AST Temp Closed: 0 | 0 | 0 | 2 | 14462-021-012093 | BELLSOUTH TELECOMM. DBA AT&T ALA.
44522 | Permanently Closed | 1996-01-12 | 1986-04-21 23:00 | 1996-01-12 | Petroleum | On road diesel | On road diesel | Bulk facility, Emergency Power Generator | Fiberglass coated steel, Fiberglass reinforced plastic | Fiberglass reinforced plastic |  |  | Other, COPPER |  | 1901-01-01 | Other, PVC | Catchment Basin, Single walled catchment basin | Audible high level alarm At 90% full | Audible high level alarm At 90% full |  |  | Automatic Tank Gauge | [8 empty] | UST Currently In Use: 0; UST Temp Close: 0; AST Currently In Use: 1; AST Temp Closed: 0 | 0 | 0 | 2 | 14462-109-012214 | BELLSOUTH TELECOMM. DBA AT&T ALA.
44523 | Permanently Closed | 1997-07-03 | 1989-10-10 | 1997-07-03 | Petroleum | On road diesel | On road diesel | Emergency power generator | Fiberglass reinforced plastic | Fiberglass reinforced plastic |  |  | Other, COPPER |  | 1901-01-01 | Other, PVC | Catchment Basin, Single walled catchment basin | Audible high level alarm At 90% full | Audible high level alarm At 90% full |  |  | Automatic Tank Gauge | [8 empty] | UST Currently In Use: 0; UST Temp Close: 0; AST Currently In Use: 0; AST Temp Closed: 0 | 0 | 0 | 2 | 14462-051-015289 | BELLSOUTH TELECOMM. DBA AT&T ALA.
44524 | Permanently Closed | 1986-05-01 | 1971-01-01 | 1986-05-01 | Petroleum | On road diesel | On road diesel | Emergency Power Generator | Steel | Steel |  | Painted or None | Steel |  | 1901-01-01 |  |  | Audible high level alarm At 90% full | Audible high level alarm At 90% full | [11 empty] | UST Currently In Use: 1; UST Temp Close: 0; AST Currently In Use: 0; AST Temp Closed: 0 | 1 | 0 | 2 | 14462-073-012057 | BELLSOUTH TELECOMM. DBA AT&T ALA.
44525 | Permanently Closed | 1983-06-01 | 1970-03-02 | 1983-06-01 | Petroleum | Unleaded gasoline | Unleaded gasoline | Emergency power generator | Steel | Steel |  | Painted or None |  |  | 1901-01-01 | [15 empty] | UST Currently In Use: 0; UST Temp Close: 0; AST Currently In Use: 1; AST Temp Closed: 0 | 0 | 0 | 2 | 14462-073-012085 | BELLSOUTH TELECOMM. DBA AT&T ALA.
44526 | Permanently Closed | 1987-05-03 | 1952-03-18 | 1987-05-03 | Petroleum | On road diesel | On road diesel | Emergency power generator | Steel | Steel |  | Painted or None | Other, COPPER |  | 1901-01-01 | [15 empty] | UST Currently In Use: 0; UST Temp Close: 0; AST Currently In Use: 1; AST Temp Closed: 0 | 0 | 0 | 2 | 14462-123-013330 | BELLSOUTH TELECOMM. DBA AT&T ALA.
44527 | Permanently Closed | 1986-02-01 | 1971-02-01 | 1986-02-01 | Petroleum | Other, EMPTY | Other | Emergency power generator | Steel | Steel |  |  |  |  | 1901-01-01 | [15 empty] | UST Currently In Use: 0; UST Temp Close: 0; AST Currently In Use: 0; AST Temp Closed: 0 | 0 | 0 | 2 | 14462-043-012095 | BELLSOUTH TELECOMM. DBA AT&T ALA.
44528 | Permanently Closed | 1987-10-30 | 1973-06-01 | 1987-10-30 | Petroleum | Unleaded gasoline | Unleaded gasoline | Bulk facility | Steel | Steel |  | Painted or None |  |  | 1901-01-01 | [15 empty] | UST Currently In Use: 0; UST Temp Close: 0; AST Currently In Use: 0; AST Temp Closed: 0 | 0 | 0 | 2 | 14462-043-015654 | BELLSOUTH TELECOMM. DBA AT&T ALA.
44529 | Permanently Closed | 1986-07-15 | 1968-01-01 | 1986-07-15 | Petroleum | Unleaded gasoline | Unleaded gasoline | Emergency power generator | Steel | Steel |  |  | Steel |  | 1901-01-01 | [15 empty] | UST Currently In Use: 1; UST Temp Close: 0; AST Currently In Use: 0; AST Temp Closed: 0 | 1 | 0 | 2 | 14462-071-012080 | BELLSOUTH TELECOMM. DBA AT&T ALA.
44530 | Permanently Closed | 1991-10-01 | 1952-01-01 | 1991-10-01 | Petroleum | On road diesel | On road diesel | Emergency power generator | Steel | Steel |  | Painted or None | Steel |  | 1901-01-01 | [15 empty] | UST Currently In Use: 0; UST Temp Close: 0; AST Currently In Use: 1; AST Temp Closed: 0 | 0 | 0 | 2 | 14462-097-012174 | BELLSOUTH TELECOMM. DBA AT&T ALA.
44531 | Permanently Closed | 1987-07-30 | 1967-01-01 | 1987-07-30 | Petroleum | Other, UNKNOWN | Other | Emergency power generator | Steel | Steel |  | Painted or None |  |  | 1901-01-01 | [15 empty] | UST Currently In Use: 0; UST Temp Close: 0; AST Currently In Use: 1; AST Temp Closed: 0 | 0 | 0 | 2 | 14462-065-015573 | BELLSOUTH TELECOMM. DBA AT&T ALA.
44532 | Permanently Closed | 1993-05-24 | 1992-01-22 | 1993-05-24 | Petroleum | Unleaded gasoline | Unleaded gasoline | Bulk facility | Fiberglass reinforced plastic | Fiberglass reinforced plastic |  |  | Other, COPPER |  | 1901-01-01 | Other, FRP | Catchment Basin, Single walled catchment basin | Audible high level alarm At 90% full | Audible high level alarm At 90% full | Interstitial Monitoring within Secondary Containment |  | Automatic Tank Gauge |  |  |  | Interstitial Monitoring within Secondary Containment |  |  |  |  | UST Currently In Use: 0; UST Temp Close: 0; AST Currently In Use: 0; AST Temp Closed: 0 | 0 | 0 | 2 | 14462-125-012216 | BELLSOUTH TELECOMM. DBA AT&T ALA.
44533 | Permanently Closed | 1986-03-10 | 1965-01-01 | 1986-03-10 | Petroleum | Other, UNKNOWN | Other | Emergency power generator | Steel | Steel |  |  |  |  | 1901-01-01 | [15 empty] | UST Currently In Use: 0; UST Temp Close: 0; AST Currently In Use: 1; AST Temp Closed: 0 | 0 | 0 | 2 | 14462-119-012226 | BELLSOUTH TELECOMM. DBA AT&T ALA.
44534 | Permanently Closed | 1988-03-08 | 1970-01-02 | 1988-03-08 | Petroleum | Unleaded gasoline | Unleaded gasoline | Bulk facility | Steel | Steel |  | Painted or None | Other, COPPER |  | 1901-01-01 | [15 empty] | UST Currently In Use: 0; UST Temp Close: 0; AST Currently In Use: 0; AST Temp Closed: 0 | 0 | 0 | 2 | 14462-127-015117 | BELLSOUTH TELECOMM. DBA AT&T ALA.
44535 | Permanently Closed | 1983-08-18 | 1972-01-01 | 1983-08-18 | Petroleum | Unleaded gasoline | Unleaded gasoline | Emergency power generator | Steel | Steel |  | Painted or None |  |  | 1901-01-01 | [15 empty] | UST Currently In Use: 0; UST Temp Close: 0; AST Currently In Use: 1; AST Temp Closed: 0 | 0 | 0 | 2 | 14462-113-012146 | BELLSOUTH TELECOMM. DBA AT&T ALA.
44536 | Permanently Closed | 1988-06-01 | 1971-01-01 | 1988-06-01 | Petroleum | Unleaded gasoline | Unleaded gasoline | Emergency power generator | Steel | Steel |  | Painted or None |  |  | 1901-01-01 | [15 empty] | UST Currently In Use: 0; UST Temp Close: 0; AST Currently In Use: 1; AST Temp Closed: 0 | 0 | 0 | 2 | 14462-113-012194 | BELLSOUTH TELECOMM. DBA AT&T ALA.
44537 | Permanently Closed | 1989-03-29 | 1974-01-01 | 1989-03-29 | Petroleum | Unleaded gasoline | Unleaded gasoline | Bulk facility | Steel | Steel |  |  |  |  | 1901-01-01 | [12 empty] | Annual line testing | Annual line testing |  | UST Currently In Use: 0; UST Temp Close: 0; AST Currently In Use: 0; AST Temp Closed: 0 | 0 | 0 | 2 | 14462-113-012193 | BELLSOUTH TELECOMM. DBA AT&T ALA.
44538 | Permanently Closed | 1992-05-14 | 1966-01-01 | 1992-05-14 | Petroleum | Unleaded gasoline | Unleaded gasoline | Emergency power generator | Steel | Steel |  | Painted or None |  |  | 1901-01-01 | [12 empty] | Annual line testing | Annual line testing |  | UST Currently In Use: 0; UST Temp Close: 0; AST Currently In Use: 0; AST Temp Closed: 0 | 0 | 0 | 1 | 14462-081-016520 | BELLSOUTH TELECOMM. DBA AT&T ALA.
44539 | Permanently Closed | 1987-04-15 | 1971-11-01 | 1987-04-15 | Petroleum | Unleaded gasoline | Unleaded gasoline | Emergency power generator | Steel | Steel |  | Painted or None |  |  | 1901-01-01 | [12 empty] | Annual line testing | Annual line testing |  | UST Currently In Use: 0; UST Temp Close: 0; AST Currently In Use: 1; AST Temp Closed: 0 | 0 | 0 | 2 | 14462-077-012154 | BELLSOUTH TELECOMM. DBA AT&T ALA.
44540 | Permanently Closed | 1993-06-04 | 1984-07-02 | 1993-06-04 | Petroleum | Unleaded gasoline | Unleaded gasoline | Bulk facility | Steel | Steel |  |  | Steel |  | 1901-01-01 | [15 empty] | UST Currently In Use: 0; UST Temp Close: 0; AST Currently In Use: 0; AST Temp Closed: 0 | 0 | 0 | 2 | 14462-015-012037 | BELLSOUTH TELECOMM. DBA AT&T ALA.
44541 | Permanently Closed | 1990-01-25 | 1965-01-02 | 1990-01-25 | Petroleum | Unleaded gasoline | Unleaded gasoline | Emergency power generator |  |  |  |  | Other, COPPER |  | 1901-01-01 | [15 empty] | UST Currently In Use: 0; UST Temp Close: 0; AST Currently In Use: 1; AST Temp Closed: 0 | 0 | 0 | 2 | 14462-073-012084 | BELLSOUTH TELECOMM. DBA AT&T ALA.
44542 | Permanently Closed | 1988-12-01 | 1964-01-02 | 1988-12-01 | Petroleum | Other, UNKNOWN | Other | Emergency Power Generator | Steel | Steel |  |  |  |  | 1901-01-01 | [15 empty] | UST Currently In Use: 1; UST Temp Close: 0; AST Currently In Use: 0; AST Temp Closed: 0 | 1 | 0 | 2 | 14462-035-012119 | BELLSOUTH TELECOMM. DBA AT&T ALA.
44543 | Currently in Use |  | 1989-12-01 |  | Petroleum | On road diesel | On road diesel | Emergency Power Generator, State/Federal Government | Fiberglass reinforced plastic | Fiberglass reinforced plastic |  |  | Steel |  |  | Galvanic Cathodic | Catchment Basin, Single walled catchment basin | Automatic shutoff device At 95% full | Automatic shutoff device At 95% full |  |  | Manual Tank Gauging (only tanks 1000 gal. or less and 48” or 64” in diameter) | [8 empty] | UST Currently In Use: 3; UST Temp Close: 0; AST Currently In Use: 0; AST Temp Closed: 0 | 3 | 0 | 0 | 10112-005-015952 | ALABAMA DEPT OF CORRECTIONS
44544 | Currently in Use |  | 1989-12-01 |  | Petroleum | On road diesel | On road diesel | Emergency Power Generator, State/Federal Government | Fiberglass reinforced plastic | Fiberglass reinforced plastic |  |  | Steel |  |  | Galvanic Cathodic | Catchment Basin, Single walled catchment basin | Automatic shutoff device At 95% full | Automatic shutoff device At 95% full |  |  | Manual Tank Gauging (only tanks 1000 gal. or less and 48” or 64” in diameter) | [8 empty] | UST Currently In Use: 3; UST Temp Close: 0; AST Currently In Use: 0; AST Temp Closed: 0 | 3 | 0 | 0 | 10112-005-015952 | ALABAMA DEPT OF CORRECTIONS
44545 | Currently in Use |  | 1989-12-01 |  | Petroleum | On road diesel | On road diesel | Emergency Power Generator, State/Federal Government | Fiberglass reinforced plastic | Fiberglass reinforced plastic |  |  | Steel |  |  | Galvanic Cathodic | Catchment Basin, Single walled catchment basin | Automatic shutoff device At 95% full | Automatic shutoff device At 95% full |  |  | Manual Tank Gauging (only tanks 1000 gal. or less and 48” or 64” in diameter) | [8 empty] | UST Currently In Use: 3; UST Temp Close: 0; AST Currently In Use: 0; AST Temp Closed: 0 | 3 | 0 | 0 | 10112-005-015952 | ALABAMA DEPT OF CORRECTIONS
44546 | Currently in Use |  | 1989-12-01 |  | Petroleum | On road diesel | On road diesel | Bulk facility, Emergency Power Generator, State/Federal Government | Fiberglass reinforced plastic | Fiberglass reinforced plastic |  |  | Steel |  |  | Galvanic Cathodic | Catchment Basin, Single walled catchment basin | Automatic shutoff device At 95% full | Automatic shutoff device At 95% full |  |  | Manual Tank Gauging (only tanks 1000 gal. or less and 48” or 64” in diameter) | [8 empty] | UST Currently In Use: 3; UST Temp Close: 0; AST Currently In Use: 0; AST Temp Closed: 0 | 3 | 0 | 0 | 10112-005-015953 | ALABAMA DEPT OF CORRECTIONS
44547 | Currently in Use |  | 1989-12-01 |  | Petroleum | On road diesel | On road diesel | Bulk facility, Emergency Power Generator, State/Federal Government | Fiberglass reinforced plastic | Fiberglass reinforced plastic |  |  | Steel |  |  | Galvanic Cathodic | Catchment Basin, Single walled catchment basin | Automatic shutoff device At 95% full | Automatic shutoff device At 95% full |  |  | Manual Tank Gauging (only tanks 1000 gal. or less and 48” or 64” in diameter) | [8 empty] | UST Currently In Use: 3; UST Temp Close: 0; AST Currently In Use: 0; AST Temp Closed: 0 | 3 | 0 | 0 | 10112-005-015953 | ALABAMA DEPT OF CORRECTIONS
44548 | Currently in Use |  | 1989-12-01 |  | Petroleum | On road diesel | On road diesel | Bulk facility, Emergency Power Generator, State/Federal Government | Fiberglass reinforced plastic | Fiberglass reinforced plastic |  |  | Steel |  |  | Galvanic Cathodic | Catchment Basin, Single walled catchment basin | Automatic shutoff device At 95% full | Automatic shutoff device At 95% full |  |  | Manual Tank Gauging (only tanks 1000 gal. or less and 48” or 64” in diameter) | [8 empty] | UST Currently In Use: 3; UST Temp Close: 0; AST Currently In Use: 0; AST Temp Closed: 0 | 3 | 0 | 0 | 10112-005-015953 | ALABAMA DEPT OF CORRECTIONS
44549 | Currently in Use |  | 1993-10-30 |  | Petroleum | Unleaded gasoline | Unleaded gasoline | Retail | Fiberglass reinforced plastic | Fiberglass reinforced plastic |  |  | Fiberglass reinforced plastic |  | 1901-01-01 |  | Catchment Basin, Single walled catchment basin | Automatic shutoff device At 95% full | Automatic shutoff device At 95% full |  |  | Continuous Automatic Tank Gauge |  | Automatic shutoff device (AELLD) | Automatic shutoff device (AELLD) | [5 empty] | UST Currently In Use: 3; UST Temp Close: 0; AST Currently In Use: 0; AST Temp Closed: 0 | 3 | 0 | 0 | 13526-117-016531 | MOORE OIL COMPANY, INC.
44550 | Currently in Use |  | 1993-10-30 |  | Petroleum | Unleaded gasoline | Unleaded gasoline | Retail | Fiberglass reinforced plastic | Fiberglass reinforced plastic |  |  | Fiberglass reinforced plastic |  | 1901-01-01 |  | Catchment Basin, Single walled catchment basin | Automatic shutoff device At 95% full | Automatic shutoff device At 95% full |  |  | Continuous Automatic Tank Gauge |  | Automatic shutoff device (AELLD) | Automatic shutoff device (AELLD) | [5 empty] | UST Currently In Use: 3; UST Temp Close: 0; AST Currently In Use: 0; AST Temp Closed: 0 | 3 | 0 | 0 | 13526-117-016531 | MOORE OIL COMPANY, INC.
44551 | Currently in Use |  | 1993-10-30 |  | Petroleum | Premium gasoline | Premium gasoline | Retail | Fiberglass reinforced plastic | Fiberglass reinforced plastic |  |  | Fiberglass reinforced plastic |  | 1901-01-01 |  | Catchment Basin, Single walled catchment basin | Automatic shutoff device At 95% full | Automatic shutoff device At 95% full |  |  | Continuous Automatic Tank Gauge |  | Automatic shutoff device (AELLD) | Automatic shutoff device (AELLD) | [5 empty] | UST Currently In Use: 3; UST Temp Close: 0; AST Currently In Use: 0; AST Temp Closed: 0 | 3 | 0 | 0 | 13526-117-016531 | MOORE OIL COMPANY, INC.
44552 | Permanently Closed | 1995-01-01 | 1981-01-06 | 1995-03-16 | Petroleum | Used oil | Used oil | Local Government, Retail | Steel | Steel |  |  | Steel |  | 1901-01-01 | Field installed cathodic protection | [14 empty] | UST Currently In Use: 0; UST Temp Close: 0; AST Currently In Use: 0; AST Temp Closed: 0 | 0 | 0 | 5 | 11037-073-000381 | CITY OF HOMEWOOD
44554 | Currently in Use |  | 1993-02-08 |  | Petroleum | Unleaded gasoline | Unleaded gasoline | Retail | Steel | Steel | Coated & cathodic protection (sti-P3) |  | Flexible |  |  | Other, ENVIROFLEX | Catchment Basin, Single walled catchment basin | Flow Rest 90% Full | Flow Rest 90% Full |  |  | Continuous Automatic Tank Gauge |  | Automatic shutoff device (AELLD) | Automatic shutoff device (AELLD) | [5 empty] | UST Currently In Use: 3; UST Temp Close: 0; AST Currently In Use: 0; AST Temp Closed: 0 | 3 | 0 | 0 | 20072-125-016601 | A & M OIL CO LLC
44556 | Currently in Use |  | 1993-02-08 |  | Petroleum | Premium gasoline | Premium gasoline | Retail | Steel | Steel | Coated & cathodic protection (sti-P3) |  | Flexible |  |  | Other, ENVIROFLEX | Catchment Basin, Single walled catchment basin | Flow Rest 90% Full | Flow Rest 90% Full |  |  | Continuous Automatic Tank Gauge |  | Automatic shutoff device (AELLD) | Automatic shutoff device (AELLD) | [5 empty] | UST Currently In Use: 3; UST Temp Close: 0; AST Currently In Use: 0; AST Temp Closed: 0 | 3 | 0 | 0 | 20072-125-016601 | A & M OIL CO LLC
44557 | Currently in Use |  | 1993-02-08 |  | Petroleum | On road diesel | On road diesel | Retail | Steel | Steel | Coated & cathodic protection (sti-P3) |  | Flexible |  |  | Other, ENVIROFLEX | Catchment Basin, Single walled catchment basin | Flow Rest 90% Full | Flow Rest 90% Full |  |  | Continuous Automatic Tank Gauge |  | Automatic shutoff device (AELLD) | Automatic shutoff device (AELLD) | [5 empty] | UST Currently In Use: 3; UST Temp Close: 0; AST Currently In Use: 0; AST Temp Closed: 0 | 3 | 0 | 0 | 20072-125-016601 | A & M OIL CO LLC
44558 | Permanently Closed | 1998-09-11 | 1989-01-01 | 1998-09-11 | Petroleum | Unleaded gasoline | Unleaded gasoline | Retail | Fiberglass reinforced plastic, DBWALL | Fiberglass reinforced plastic |  |  | Fiberglass reinforced plastic, DBWALL |  | 1901-01-01 |  | Catchment Basin, Single walled catchment basin | Flow Rest 90% Full | Flow Rest 90% Full | Interstitial Monitoring within Secondary Containment | [10 empty] | UST Currently In Use: 0; UST Temp Close: 0; AST Currently In Use: 0; AST Temp Closed: 0 | 0 | 0 | 2 | 19332-073-016605 | STATE FARM INSURANCE
44559 | Permanently Closed | 1998-09-11 | 1989-01-01 | 1998-09-11 | Petroleum | On road diesel | On road diesel | Retail | Fiberglass reinforced plastic, DBWALL | Fiberglass reinforced plastic |  |  | Fiberglass reinforced plastic, DBWALL |  | 1901-01-01 |  | Catchment Basin, Single walled catchment basin | Flow Rest 90% Full | Flow Rest 90% Full | Interstitial Monitoring within Secondary Containment | [10 empty] | UST Currently In Use: 0; UST Temp Close: 0; AST Currently In Use: 0; AST Temp Closed: 0 | 0 | 0 | 2 | 19332-073-016605 | STATE FARM INSURANCE
44560 | Permanently Closed | 2001-06-19 | 1994-01-07 | 2001-06-19 | Petroleum | Unleaded gasoline | Unleaded gasoline | Industrial, Local Government | Steel | Steel | Coated & cathodic protection (sti-P3) |  | Fiberglass reinforced plastic |  | 1901-01-01 |  | Catchment Basin, Single walled catchment basin | Flow Rest 90% Full | Flow Rest 90% Full | Interstitial Monitoring within Secondary Containment | [7 empty] | Annual line testing | Annual line testing |  | UST Currently In Use: 0; UST Temp Close: 0; AST Currently In Use: 0; AST Temp Closed: 0 | 0 | 0 | 3 | 10358-001-009486 | AUTAUGA COUNTY COMMISSION
44561 | Currently in Use |  | 1994-01-25 |  | Petroleum | Unleaded gasoline | Unleaded gasoline | Local government | Steel | Steel | Coated & cathodic protection (sti-P3) |  | Fiberglass reinforced plastic |  |  | Other, FLXS ISOLA | Catchment Basin, Single walled catchment basin | Flow Rest 90% Full | Flow Rest 90% Full | Interstitial Monitoring within Secondary Containment | [10 empty] | UST Currently In Use: 2; UST Temp Close: 0; AST Currently In Use: 0; AST Temp Closed: 0 | 2 | 0 | 2 | 10358-001-009489 | AUTAUGA COUNTY COMMISSION
44562 | Currently in Use |  | 1994-02-10 |  | Petroleum | Unleaded gasoline | Unleaded gasoline | Bulk facility, Local Government | Steel | Steel | Coated & cathodic protection (sti-P3) |  | Fiberglass reinforced plastic |  |  |  | Catchment Basin, Single walled catchment basin | Audible high level alarm At 90% full, Flow Rest 90% Full | Flow Rest 90% Full |  |  | Continuous Automatic Tank Gauge | [8 empty] | UST Currently In Use: 1; UST Temp Close: 0; AST Currently In Use: 0; AST Temp Closed: 0 | 1 | 0 | 0 | 11032-003-016682 | CITY OF GULF SHORES
44563 | Currently in Use |  | 1993-07-14 |  | Petroleum | Premium gasoline | Premium gasoline | Retail | Single Wall, Steel | Steel | Coated & cathodic protection (sti-P3) |  | Fiberglass reinforced plastic |  | 1901-01-01 |  | Catchment Basin, Single walled catchment basin | Automatic shutoff device At 95% full | Automatic shutoff device At 95% full |  |  | Automatic Tank Gauge, Other |  | Automatic flow restrictor (MLLD) | Automatic flow restrictor (MLLD) |  |  | Annual line testing | Annual line testing |  | UST Currently In Use: 4; UST Temp Close: 0; AST Currently In Use: 0; AST Temp Closed: 0 | 4 | 0 | 0 | 25452-097-016686 | AMITKUMAR PATEL
44564 | Currently in Use |  | 1993-07-14 |  | Petroleum | Mid-grade gasoline | Mid-grade gasoline | Retail | Single Wall, Steel | Steel | Coated & cathodic protection (sti-P3) |  | Fiberglass reinforced plastic |  | 1901-01-01 |  | Catchment Basin, Single walled catchment basin | Automatic shutoff device At 95% full | Automatic shutoff device At 95% full |  |  | Automatic Tank Gauge, Other |  | Automatic flow restrictor (MLLD) | Automatic flow restrictor (MLLD) |  |  | Annual line testing | Annual line testing |  | UST Currently In Use: 4; UST Temp Close: 0; AST Currently In Use: 0; AST Temp Closed: 0 | 4 | 0 | 0 | 25452-097-016686 | AMITKUMAR PATEL
44565 | Currently in Use |  | 1993-07-14 |  | Petroleum | Unleaded gasoline | Unleaded gasoline | Retail | Single Wall, Steel | Steel | Coated & cathodic protection (sti-P3) |  | Fiberglass reinforced plastic |  | 1901-01-01 |  | Catchment Basin, Single walled catchment basin | Automatic shutoff device At 95% full | Automatic shutoff device At 95% full |  |  | Automatic Tank Gauge, Other |  | Automatic flow restrictor (MLLD) | Automatic flow restrictor (MLLD) |  |  | Annual line testing | Annual line testing |  | UST Currently In Use: 4; UST Temp Close: 0; AST Currently In Use: 0; AST Temp Closed: 0 | 4 | 0 | 0 | 25452-097-016686 | AMITKUMAR PATEL
44566 | Currently in Use |  | 1993-07-14 |  | Petroleum | On road diesel | On road diesel | Retail | Single Wall, Steel | Steel | Coated & cathodic protection (sti-P3) |  | Fiberglass reinforced plastic |  | 1901-01-01 |  | Catchment Basin, Single walled catchment basin | Automatic shutoff device At 95% full | Automatic shutoff device At 95% full |  |  | Automatic Tank Gauge, Other |  | Automatic flow restrictor (MLLD) | Automatic flow restrictor (MLLD) |  |  | Annual line testing | Annual line testing |  | UST Currently In Use: 4; UST Temp Close: 0; AST Currently In Use: 0; AST Temp Closed: 0 | 4 | 0 | 0 | 25452-097-016686 | AMITKUMAR PATEL
44567 | Permanently Closed | 1999-04-19 | 1974-01-01 | 1999-04-19 | Petroleum | Unleaded gasoline | Unleaded gasoline | Bulk facility | Steel | Steel |  |  | Steel |  | 1901-01-01 | [12 empty] | Annual line testing | Annual line testing |  | UST Currently In Use: 0; UST Temp Close: 1; AST Currently In Use: 0; AST Temp Closed: 0 | 0 | 1 | 1 | 22969-103-009196 | CENTRAL BAPTIST CHURCH
44568 | Temporary Closed | 2009-12-01 | 1974-01-01 |  | Petroleum | On road diesel | On road diesel | Emergency Power Generator, Industrial | Single Wall, Steel | Steel | Field installed cathodic protection |  | Single Wall, Steel |  |  | Field installed cathodic protection | Catchment Basin, Single walled catchment basin | Automatic shutoff device At 95% full | Automatic shutoff device At 95% full | [11 empty] | UST Currently In Use: 0; UST Temp Close: 1; AST Currently In Use: 0; AST Temp Closed: 0 | 0 | 1 | 1 | 22969-103-009196 | CENTRAL BAPTIST CHURCH
44569 | Permanently Closed | 2009-06-20 | 1994-02-08 | 2013-10-21 | Petroleum | Unleaded gasoline | Unleaded gasoline | Retail | Steel | Steel | Coated & cathodic protection (sti-P3) |  | Fiberglass reinforced plastic |  |  |  | Catchment Basin, Single walled catchment basin | Flow Rest 90% Full | Flow Rest 90% Full |  |  | Continuous Automatic Tank Gauge | [5 empty] | Annual line testing | Annual line testing |  | UST Currently In Use: 0; UST Temp Close: 0; AST Currently In Use: 0; AST Temp Closed: 0 | 0 | 0 | 8 | 20651-073-000184 | CRESTWOOD CENTER LLC
44570 | Permanently Closed | 2008-06-20 | 1994-02-08 | 2013-10-21 | Petroleum | Premium gasoline | Premium gasoline | Retail | Steel | Steel | Coated & cathodic protection (sti-P3) |  | Fiberglass reinforced plastic |  |  |  | Catchment Basin, Single walled catchment basin | Flow Rest 90% Full | Flow Rest 90% Full |  |  | Continuous Automatic Tank Gauge | [5 empty] | Annual line testing | Annual line testing |  | UST Currently In Use: 0; UST Temp Close: 0; AST Currently In Use: 0; AST Temp Closed: 0 | 0 | 0 | 8 | 20651-073-000184 | CRESTWOOD CENTER LLC
44571 | Permanently Closed | 2008-06-20 | 1994-02-08 | 2013-10-21 | Petroleum | Mid-grade gasoline | Mid-grade gasoline | Retail | Steel | Steel | Coated & cathodic protection (sti-P3) |  | Fiberglass reinforced plastic |  |  |  | Catchment Basin, Single walled catchment basin | Flow Rest 90% Full | Flow Rest 90% Full |  |  | Continuous Automatic Tank Gauge | [5 empty] | Annual line testing | Annual line testing |  | UST Currently In Use: 0; UST Temp Close: 0; AST Currently In Use: 0; AST Temp Closed: 0 | 0 | 0 | 8 | 20651-073-000184 | CRESTWOOD CENTER LLC
44572 | Currently in Use |  | 1994-01-31 |  | Petroleum | Unleaded gasoline | Unleaded gasoline | Industrial | Fiberglass reinforced plastic | Fiberglass reinforced plastic |  |  | Fiberglass reinforced plastic, DBW |  | 1901-01-01 |  | Catchment Basin, Single walled catchment basin | Automatic shutoff device At 95% full | Automatic shutoff device At 95% full |  |  | Continuous Automatic Tank Gauge |  | Automatic shutoff device (AELLD), Containment Sump | Containment Sump |  | SENSOR TO ATG | Continuous alarm system | Continuous alarm system |  | UST Currently In Use: 2; UST Temp Close: 0; AST Currently In Use: 0; AST Temp Closed: 0 | 2 | 0 | 2 | 10146-047-011558 | ALABAMA POWER COMPANY
44573 | Currently in Use |  | 1994-01-31 |  | Petroleum | On road diesel | On road diesel | Industrial | Fiberglass reinforced plastic | Fiberglass reinforced plastic |  |  | Fiberglass reinforced plastic, DBW |  | 1901-01-01 |  | Catchment Basin, Single walled catchment basin | Automatic shutoff device At 95% full | Automatic shutoff device At 95% full |  |  | Continuous Automatic Tank Gauge |  | Automatic shutoff device (AELLD), Containment Sump | Containment Sump |  | SENSOR TO ATG | Continuous alarm system | Continuous alarm system |  | UST Currently In Use: 2; UST Temp Close: 0; AST Currently In Use: 0; AST Temp Closed: 0 | 2 | 0 | 2 | 10146-047-011558 | ALABAMA POWER COMPANY
44574 | Currently in Use |  | 1977-03-01 |  | Petroleum | Unleaded gasoline | Unleaded gasoline | Retail | Steel | Steel | Field installed cathodic protection |  | Steel |  |  | Field installed cathodic protection | Catchment Basin, Single walled catchment basin | Automatic shutoff device At 95% full | Automatic shutoff device At 95% full |  |  | Statistical Inventory Reconciliation (SIR) | [8 empty] | UST Currently In Use: 2; UST Temp Close: 0; AST Currently In Use: 0; AST Temp Closed: 0 | 2 | 0 | 0 | 19441-097-016917 | PAUL RISNER
44575 | Currently in Use |  | 1977-03-01 |  | Petroleum | Unleaded gasoline | Unleaded gasoline | Retail | Steel | Steel | Field installed cathodic protection |  | Steel |  |  | Field installed cathodic protection | Catchment Basin, Single walled catchment basin | Automatic shutoff device At 95% full | Automatic shutoff device At 95% full |  |  | Statistical Inventory Reconciliation (SIR) | [8 empty] | UST Currently In Use: 2; UST Temp Close: 0; AST Currently In Use: 0; AST Temp Closed: 0 | 2 | 0 | 0 | 19441-097-016917 | PAUL RISNER
44576 | Currently in Use |  | 1985-01-01 |  | Petroleum | On road diesel | On road diesel | Local Government, Retail | Steel | Steel | Field installed cathodic protection |  | Steel |  |  | Isolated or Above Ground | Catchment Basin, Single walled catchment basin | Automatic shutoff device At 95% full | Automatic shutoff device At 95% full |  |  | Automatic Tank Gauge |  | Other, ABOVEGRND | Other |  |  | Other, ABOVEGRND | Other |  | UST Currently In Use: 4; UST Temp Close: 0; AST Currently In Use: 0; AST Temp Closed: 0 | 4 | 0 | 0 | 17974-091-011847 | MARENGO COUNTY PORT AUTHORITY
44577 | Cannot Locate or abandoned | 2001-09-27 | 1988-08-05 |  | Petroleum | Unleaded gasoline | Unleaded gasoline | Retail | Fiberglass reinforced plastic | Fiberglass reinforced plastic |  |  | Fiberglass reinforced plastic |  | 1901-01-01 | None | Catchment Basin, Single walled catchment basin | Automatic shutoff device At 95% full | Automatic shutoff device At 95% full |  |  | Statistical Inventory Reconciliation (SIR) | [8 empty] | UST Currently In Use: 0; UST Temp Close: 0; AST Currently In Use: 0; AST Temp Closed: 0 | 0 | 0 | 0 | 20085-093-016923 | JAMES ALLEN
44578 | Cannot Locate or abandoned | 2001-09-27 | 1988-08-05 |  | Petroleum | Mid-grade gasoline | Mid-grade gasoline | Retail | Fiberglass reinforced plastic | Fiberglass reinforced plastic |  |  | Fiberglass reinforced plastic |  | 1901-01-01 | None | Catchment Basin, Single walled catchment basin | Automatic shutoff device At 95% full | Automatic shutoff device At 95% full |  |  | Statistical Inventory Reconciliation (SIR) | [8 empty] | UST Currently In Use: 0; UST Temp Close: 0; AST Currently In Use: 0; AST Temp Closed: 0 | 0 | 0 | 0 | 20085-093-016923 | JAMES ALLEN
44579 | Permanently Closed | 1996-02-01 | 1996-01-01 | 1996-04-01 | Petroleum | Unleaded gasoline | Unleaded gasoline | Industrial | Steel | Steel |  |  | Steel |  | 1901-01-01 | None | [11 empty] | Annual line testing | Annual line testing |  | UST Currently In Use: 0; UST Temp Close: 0; AST Currently In Use: 0; AST Temp Closed: 0 | 0 | 0 | 1 | 19445-131-016926 | PINEBELT TELEPHONE COMPANY
44580 | Currently in Use |  | 1994-01-25 |  | Petroleum | On road diesel | On road diesel | Retail | Steel | Steel | Coated & cathodic protection (sti-P3) |  | Flexible, ENVIROFLEX |  |  |  | Catchment Basin, Single walled catchment basin | Flow Rest 90% Full | Flow Rest 90% Full |  |  | Continuous Automatic Tank Gauge |  | Automatic flow restrictor (MLLD), Containment Sump | Containment Sump | Interstitial Monitoring within Secondary Containment | MANUAL/VISUAL CHECK |  |  |  | UST Currently In Use: 3; UST Temp Close: 0; AST Currently In Use: 0; AST Temp Closed: 0 | 3 | 0 | 0 | 13319-025-015785 | MAX OIL COMPANY, INC.
44581 | Currently in Use |  | 1993-09-15 |  | Petroleum | On road diesel | On road diesel | Retail | Fiberglass coated steel | Fiberglass coated steel |  |  | Flexible |  | 1901-01-01 | None | Catchment Basin, Single walled catchment basin | Flow Rest 90% Full | Flow Rest 90% Full |  |  | Continuous Automatic Tank Gauge |  | Automatic flow restrictor (MLLD), Containment Sump | Containment Sump | Interstitial Monitoring within Secondary Containment | MANUAL/VISUAL CHECK |  |  |  | UST Currently In Use: 3; UST Temp Close: 0; AST Currently In Use: 0; AST Temp Closed: 0 | 3 | 0 | 0 | 13319-013-016942 | MAX OIL COMPANY, INC.
44582 | Currently in Use |  | 1993-09-15 |  | Petroleum | Unleaded gasoline | Unleaded gasoline | Retail | Fiberglass coated steel | Fiberglass coated steel |  |  | Fiberglass reinforced plastic |  | 1901-01-01 | None | Catchment Basin, Single walled catchment basin | Flow Rest 90% Full | Flow Rest 90% Full |  |  | Continuous Automatic Tank Gauge | [8 empty] | UST Currently In Use: 3; UST Temp Close: 0; AST Currently In Use: 0; AST Temp Closed: 0 | 3 | 0 | 0 | 13319-013-016942 | MAX OIL COMPANY, INC.
44583 | Currently in Use |  | 1993-10-04 |  | Petroleum | On road diesel | On road diesel | Industrial | Fiberglass coated steel | Fiberglass coated steel |  |  | Fiberglass reinforced plastic |  | 1901-01-01 |  | Catchment Basin, Single walled catchment basin | Automatic shutoff device At 95% full | Automatic shutoff device At 95% full |  |  | Continuous Automatic Tank Gauge |  | Automatic flow restrictor (MLLD), Containment Sump | Containment Sump | Interstitial Monitoring within Secondary Containment | SENSOR TO ATG | Annual line testing, Continuous alarm system | Continuous alarm system |  | UST Currently In Use: 2; UST Temp Close: 0; AST Currently In Use: 0; AST Temp Closed: 0 | 2 | 0 | 0 | 19455-097-016943 | BLUE BELL CREAMERIES
44584 | Currently in Use |  | 1993-10-04 |  | Petroleum | Unleaded gasoline | Unleaded gasoline | Industrial | Fiberglass coated steel | Fiberglass coated steel |  |  | Fiberglass reinforced plastic |  | 1901-01-01 |  | Catchment Basin, Single walled catchment basin | Automatic shutoff device At 95% full | Automatic shutoff device At 95% full |  |  | Continuous Automatic Tank Gauge |  | Automatic flow restrictor (MLLD), Containment Sump | Containment Sump | Interstitial Monitoring within Secondary Containment | SENSOR TO ATG | Annual line testing, Continuous alarm system | Continuous alarm system |  | UST Currently In Use: 2; UST Temp Close: 0; AST Currently In Use: 0; AST Temp Closed: 0 | 2 | 0 | 0 | 19455-097-016943 | BLUE BELL CREAMERIES
44585 | Permanently Closed | 2001-04-02 | 1984-01-01 | 2001-04-02 | Petroleum | Unleaded gasoline | Unleaded gasoline | Bulk facility | Steel | Steel |  | Painted or None | Steel |  | 1901-01-01 | [15 empty] | UST Currently In Use: 0; UST Temp Close: 0; AST Currently In Use: 0; AST Temp Closed: 0 | 0 | 0 | 2 | 19484-069-017000 | HOUSTON PAPER JANITORIAL SUPPLY INC
44586 | Permanently Closed | 2001-04-02 | 1984-01-01 | 2001-04-02 | Petroleum | On road diesel | On road diesel | Bulk facility | Steel | Steel |  | Painted or None | Steel |  | 1901-01-01 | [15 empty] | UST Currently In Use: 0; UST Temp Close: 0; AST Currently In Use: 0; AST Temp Closed: 0 | 0 | 0 | 2 | 19484-069-017000 | HOUSTON PAPER JANITORIAL SUPPLY INC
44587 | Currently in Use |  | 1994-02-08 |  | Petroleum | Unleaded gasoline | Unleaded gasoline | Retail | Steel | Steel | Coated & cathodic protection (sti-P3) |  | Fiberglass reinforced plastic |  |  |  | Catchment Basin, Single walled catchment basin | Automatic shutoff device At 95% full | Automatic shutoff device At 95% full |  |  | Automatic Tank Gauge | [8 empty] | UST Currently In Use: 2; UST Temp Close: 0; AST Currently In Use: 0; AST Temp Closed: 0 | 2 | 0 | 0 | 25329-081-017003 | KING FOODMART
44589 | Currently in Use |  | 1994-01-01 |  | Petroleum | Unleaded gasoline | Unleaded gasoline | Industrial | Steel | Steel | Coated & cathodic protection (sti-P3) |  | Flexible, DBL WALL |  |  |  | Catchment Basin, Single walled catchment basin | Audible high level alarm At 90% full, Automatic shutoff device At 95% full | Automatic shutoff device At 95% full | Interstitial Monitoring within Secondary Containment |  | Automatic Tank Gauge |  | Automatic flow restrictor (MLLD) | Automatic flow restrictor (MLLD) | Interstitial Monitoring within Secondary Containment |  | Annual line testing, Continuous alarm system | Continuous alarm system |  | UST Currently In Use: 2; UST Temp Close: 0; AST Currently In Use: 0; AST Temp Closed: 0 | 2 | 0 | 2 | 16921-021-014901 | GARRISON HAULING CO INC
44590 | Currently in Use |  | 1994-01-01 |  | Petroleum | On road diesel | On road diesel | Industrial | Steel | Steel | Coated & cathodic protection (sti-P3) |  | Flexible, DBL WALL |  |  |  | Catchment Basin, Single walled catchment basin | Audible high level alarm At 90% full, Automatic shutoff device At 95% full | Automatic shutoff device At 95% full | Interstitial Monitoring within Secondary Containment |  | Automatic Tank Gauge |  | Automatic flow restrictor (MLLD) | Automatic flow restrictor (MLLD) | Interstitial Monitoring within Secondary Containment |  | Annual line testing, Continuous alarm system | Continuous alarm system |  | UST Currently In Use: 2; UST Temp Close: 0; AST Currently In Use: 0; AST Temp Closed: 0 | 2 | 0 | 2 | 16921-021-014901 | GARRISON HAULING CO INC
44591 | Temporary Closed | 2016-09-30 | 1994-01-13 |  | Petroleum | Unleaded gasoline | Unleaded gasoline | Retail | Single Wall, Steel | Steel | Coated & cathodic protection (sti-P3) |  | Double Wall, Fiberglass reinforced plastic |  |  |  | Catchment Basin, Single walled catchment basin | Flow Rest 90% Full | Flow Rest 90% Full |  |  | Statistical Inventory Reconciliation (SIR) |  | Automatic flow restrictor (MLLD), Containment Sump | Containment Sump |  |  | Statistical inventory reconciliation (SIR) | Statistical inventory reconciliation (SIR) |  | UST Currently In Use: 0; UST Temp Close: 3; AST Currently In Use: 0; AST Temp Closed: 0 | 0 | 3 | 0 | 25053-009-017018 | SWEET A INC CHEVRON
44592 | Temporary Closed | 2016-09-30 | 1994-01-13 |  | Petroleum | Mid-grade gasoline | Mid-grade gasoline | Retail | Single Wall, Steel | Steel | Coated & cathodic protection (sti-P3) |  | Double Wall, Fiberglass reinforced plastic |  |  |  | Catchment Basin, Single walled catchment basin | Flow Rest 90% Full | Flow Rest 90% Full |  |  | Statistical Inventory Reconciliation (SIR) |  | Automatic flow restrictor (MLLD), Containment Sump | Containment Sump |  |  | Statistical inventory reconciliation (SIR) | Statistical inventory reconciliation (SIR) |  | UST Currently In Use: 0; UST Temp Close: 3; AST Currently In Use: 0; AST Temp Closed: 0 | 0 | 3 | 0 | 25053-009-017018 | SWEET A INC CHEVRON
44593 | Temporary Closed | 2016-09-30 | 1994-01-13 |  | Petroleum | Premium gasoline | Premium gasoline | Retail | Single Wall, Steel | Steel | Coated & cathodic protection (sti-P3) |  | Double Wall, Fiberglass reinforced plastic |  |  |  | Catchment Basin, Single walled catchment basin | Flow Rest 90% Full | Flow Rest 90% Full |  |  | Statistical Inventory Reconciliation (SIR) |  | Automatic flow restrictor (MLLD), Containment Sump | Containment Sump |  |  | Statistical inventory reconciliation (SIR) | Statistical inventory reconciliation (SIR) |  | UST Currently In Use: 0; UST Temp Close: 3; AST Currently In Use: 0; AST Temp Closed: 0 | 0 | 3 | 0 | 25053-009-017018 | SWEET A INC CHEVRON
44594 | Currently in Use |  | 1993-02-01 |  | Petroleum | Unleaded gasoline | Unleaded gasoline | Retail | Double Wall, Steel | Steel | Coated & cathodic protection (sti-P3) |  | Fiberglass reinforced plastic |  |  |  | Catchment Basin, Single walled catchment basin | Flow Rest 90% Full | Flow Rest 90% Full |  |  | Continuous Automatic Tank Gauge |  | Automatic flow restrictor (MLLD), Containment Sump | Containment Sump | Interstitial Monitoring within Secondary Containment |  | Continuous alarm system | Continuous alarm system |  | UST Currently In Use: 1; UST Temp Close: 0; AST Currently In Use: 0; AST Temp Closed: 0 | 1 | 0 | 0 | 11890-125-017128 | FOWLER OIL COMPANY, INC.
44595 | Currently in Use |  | 1993-10-21 |  | Petroleum | Unleaded gasoline | Unleaded gasoline | Retail | Steel | Steel | Coated & cathodic protection (sti-P3) |  | Fiberglass reinforced plastic |  |  |  | Catchment Basin, Single walled catchment basin | Flow Rest 90% Full | Flow Rest 90% Full |  |  | Continuous Automatic Tank Gauge |  | Automatic shutoff device (AELLD), Containment Sump | Containment Sump | [5 empty] | UST Currently In Use: 4; UST Temp Close: 0; AST Currently In Use: 0; AST Temp Closed: 0 | 4 | 0 | 0 | 15476-081-017156 | YOUNG OIL INC
44597 | Currently in Use |  | 1993-10-21 |  | Petroleum | Premium gasoline | Premium gasoline | Retail | Steel | Steel | Coated & cathodic protection (sti-P3) |  | Fiberglass reinforced plastic |  |  |  | Catchment Basin, Single walled catchment basin | Flow Rest 90% Full | Flow Rest 90% Full |  |  | Continuous Automatic Tank Gauge |  | Automatic shutoff device (AELLD), Containment Sump | Containment Sump | [5 empty] | UST Currently In Use: 4; UST Temp Close: 0; AST Currently In Use: 0; AST Temp Closed: 0 | 4 | 0 | 0 | 15476-081-017156 | YOUNG OIL INC
44598 | Currently in Use |  | 1993-10-21 |  | Petroleum | On road diesel | On road diesel | Retail | Steel | Steel | Coated & cathodic protection (sti-P3) |  | Fiberglass reinforced plastic |  |  |  | Catchment Basin, Single walled catchment basin | Flow Rest 90% Full | Flow Rest 90% Full |  |  | Continuous Automatic Tank Gauge |  | Automatic shutoff device (AELLD), Containment Sump | Containment Sump | [5 empty] | UST Currently In Use: 4; UST Temp Close: 0; AST Currently In Use: 0; AST Temp Closed: 0 | 4 | 0 | 0 | 15476-081-017156 | YOUNG OIL INC
44599 | Currently in Use |  | 1993-10-21 |  | Petroleum | Off road diesel | Off road diesel | Retail | Steel | Steel | Coated & cathodic protection (sti-P3) |  | Fiberglass reinforced plastic |  |  |  | Catchment Basin, Single walled catchment basin | Flow Rest 90% Full | Flow Rest 90% Full |  |  | Continuous Automatic Tank Gauge | [8 empty] | UST Currently In Use: 4; UST Temp Close: 0; AST Currently In Use: 0; AST Temp Closed: 0 | 4 | 0 | 0 | 15476-081-017156 | YOUNG OIL INC
44602 | Currently in Use |  | 1991-11-25 |  | Petroleum | Unleaded gasoline | Unleaded gasoline | Retail | Steel | Steel | Coated & cathodic protection (sti-P3) |  | Fiberglass reinforced plastic |  |  |  | Catchment Basin, Single walled catchment basin | Flow Rest 90% Full | Flow Rest 90% Full |  |  | Automatic Tank Gauge |  | Automatic flow restrictor (MLLD) | Automatic flow restrictor (MLLD) |  |  | Annual line testing | Annual line testing |  | UST Currently In Use: 3; UST Temp Close: 0; AST Currently In Use: 0; AST Temp Closed: 0 | 3 | 0 | 0 | 23385-081-017158 | JD INVESTMENT INC
44603 | Currently in Use |  | 1991-11-25 |  | Petroleum | Premium gasoline | Premium gasoline | Retail | Steel | Steel | Coated & cathodic protection (sti-P3) |  | Fiberglass reinforced plastic |  |  |  | Catchment Basin, Single walled catchment basin | Flow Rest 90% Full | Flow Rest 90% Full |  |  | Automatic Tank Gauge |  | Automatic flow restrictor (MLLD) | Automatic flow restrictor (MLLD) |  |  | Annual line testing | Annual line testing |  | UST Currently In Use: 3; UST Temp Close: 0; AST Currently In Use: 0; AST Temp Closed: 0 | 3 | 0 | 0 | 23385-081-017158 | JD INVESTMENT INC
44604 | Currently in Use |  | 1991-11-25 |  | Petroleum | On road diesel | On road diesel | Retail | Steel | Steel | Coated & cathodic protection (sti-P3) |  | Fiberglass reinforced plastic |  |  |  | Catchment Basin, Single walled catchment basin | Flow Rest 90% Full | Flow Rest 90% Full |  |  | Automatic Tank Gauge |  | Automatic flow restrictor (MLLD) | Automatic flow restrictor (MLLD) |  |  | Annual line testing | Annual line testing |  | UST Currently In Use: 3; UST Temp Close: 0; AST Currently In Use: 0; AST Temp Closed: 0 | 3 | 0 | 0 | 23385-081-017158 | JD INVESTMENT INC
44605 | Permanently Closed | 1998-12-01 | 1988-04-01 | 2001-05-15 | Petroleum | On road diesel | On road diesel | Bulk facility | Steel | Steel |  | Painted or None | Steel |  | 1901-01-01 | [15 empty] | UST Currently In Use: 0; UST Temp Close: 0; AST Currently In Use: 0; AST Temp Closed: 0 | 0 | 0 | 1 | 20792-069-017160 | SKYLINE TRANSPORTATION,INC
44606 | Currently in Use |  | 1992-10-28 |  | Petroleum | On road diesel | On road diesel | Industrial, State/Federal Government | Fiberglass reinforced plastic | Fiberglass reinforced plastic |  |  | Fiberglass reinforced plastic |  | 1901-01-01 |  | Catchment Basin, Single walled catchment basin | Audible high level alarm At 90% full, Flow Rest 90% Full | Flow Rest 90% Full | Interstitial Monitoring within Secondary Containment |  | Automatic Tank Gauge |  | Automatic flow restrictor (MLLD), Containment Sump | Containment Sump | Interstitial Monitoring within Secondary Containment | SENSOR TO ATG | Annual line testing, Continuous alarm system | Continuous alarm system |  | UST Currently In Use: 2; UST Temp Close: 0; AST Currently In Use: 0; AST Temp Closed: 0 | 2 | 0 | 9 | 15048-101-014625 | U S AIR FORCE
44607 | Currently in Use |  | 1992-10-28 |  | Petroleum | Unleaded gasoline | Unleaded gasoline | Industrial, State/Federal Government | Fiberglass reinforced plastic | Fiberglass reinforced plastic |  |  | Fiberglass reinforced plastic |  | 1901-01-01 |  | Catchment Basin, Single walled catchment basin | Audible high level alarm At 90% full, Flow Rest 90% Full | Flow Rest 90% Full | Interstitial Monitoring within Secondary Containment |  | Automatic Tank Gauge |  | Automatic flow restrictor (MLLD), Containment Sump | Containment Sump | Interstitial Monitoring within Secondary Containment | SENSOR TO ATG | Annual line testing, Continuous alarm system | Continuous alarm system |  | UST Currently In Use: 2; UST Temp Close: 0; AST Currently In Use: 0; AST Temp Closed: 0 | 2 | 0 | 9 | 15048-101-014625 | U S AIR FORCE
44608 | Cannot Locate or abandoned | 1988-06-15 | 1988-06-15 |  | Petroleum | Unleaded gasoline | Unleaded gasoline | Bulk facility | Steel | Steel | Coated & cathodic protection (sti-P3) |  | Steel |  | 1901-01-01 | Field installed cathodic protection |  | Automatic shutoff device At 95% full | Automatic shutoff device At 95% full | [11 empty] | UST Currently In Use: 0; UST Temp Close: 0; AST Currently In Use: 0; AST Temp Closed: 0 | 0 | 0 | 0 | 19562-121-017164 | JOHN RAY
44609 | Cannot Locate or abandoned | 1988-06-15 | 1988-06-15 |  | Petroleum | Unleaded gasoline | Unleaded gasoline | Bulk facility | Steel | Steel | Coated & cathodic protection (sti-P3) |  | Steel |  | 1901-01-01 | Field installed cathodic protection |  | Automatic shutoff device At 95% full | Automatic shutoff device At 95% full | [11 empty] | UST Currently In Use: 0; UST Temp Close: 0; AST Currently In Use: 0; AST Temp Closed: 0 | 0 | 0 | 0 | 19562-121-017164 | JOHN RAY
44610 | Cannot Locate or abandoned | 1988-06-15 | 1988-06-15 |  | Petroleum | Unleaded gasoline | Unleaded gasoline | Bulk facility | Steel | Steel | Coated & cathodic protection (sti-P3) |  | Steel |  | 1901-01-01 | Field installed cathodic protection |  | Automatic shutoff device At 95% full | Automatic shutoff device At 95% full | [11 empty] | UST Currently In Use: 0; UST Temp Close: 0; AST Currently In Use: 0; AST Temp Closed: 0 | 0 | 0 | 0 | 19562-121-017164 | JOHN RAY
44611 | Currently in Use |  | 1993-10-10 |  | Petroleum | On road diesel | On road diesel | Retail | Single Wall, Steel, 8 D,4 OFF | Steel | Coated & cathodic protection (sti-P3) |  | Double Wall, Steel, SECCONTAIN |  |  | Other, SECCONTAIN | Catchment Basin, Single walled catchment basin | Flow Rest 90% Full | Flow Rest 90% Full |  |  | Continuous Automatic Tank Gauge | Single walled submersible pump containment sump | Automatic flow restrictor (MLLD), Containment Sump | Containment Sump |  |  | Annual line testing | Annual line testing |  | UST Currently In Use: 3; UST Temp Close: 0; AST Currently In Use: 0; AST Temp Closed: 0 | 3 | 0 | 0 | 25343-103-017165 | MOTYA HEZA M ALZOKARI
44612 | Currently in Use |  | 1991-05-10 |  | Petroleum | Unleaded gasoline | Unleaded gasoline | Industrial | Steel | Steel | Coated & cathodic protection (sti-P3), 4.5K/1.5K |  | Fiberglass reinforced plastic |  | 1901-01-01 |  | Catchment Basin, Single walled catchment basin | Automatic shutoff device At 95% full | Automatic shutoff device At 95% full |  |  | Statistical Inventory Reconciliation (SIR) | [8 empty] | UST Currently In Use: 1; UST Temp Close: 0; AST Currently In Use: 0; AST Temp Closed: 0 | 1 | 0 | 0 | 24476-073-017166 | HBB ENTERPRISES LLC
44614 | Currently in Use |  | 1992-05-06 |  | Petroleum | Unleaded gasoline | Unleaded gasoline | State/federal government | Fiberglass reinforced plastic | Fiberglass reinforced plastic |  |  | Fiberglass reinforced plastic |  | 1901-01-01 |  | Catchment Basin, Single walled catchment basin | Flow Rest 90% Full | Flow Rest 90% Full |  |  | Automatic Tank Gauge |  | Automatic flow restrictor (MLLD), Containment Sump | Containment Sump |  | SENSOR TO ATG | Annual line testing, Continuous alarm system | Continuous alarm system |  | UST Currently In Use: 2; UST Temp Close: 0; AST Currently In Use: 1; AST Temp Closed: 0 | 2 | 0 | 5 | 14656-065-002949 | AL DEPARTMENT OF TRANSPORTATION
44615 | Currently in Use |  | 1992-05-06 |  | Petroleum | On road diesel | On road diesel | Bulk facility, State/Federal Government | Fiberglass reinforced plastic | Fiberglass reinforced plastic |  |  | Fiberglass reinforced plastic |  | 1901-01-01 |  | Catchment Basin, Single walled catchment basin | Automatic shutoff device At 95% full | Automatic shutoff device At 95% full |  |  | Automatic Tank Gauge |  | Automatic flow restrictor (MLLD), Containment Sump | Containment Sump |  | SENSOR TO ATG | Annual line testing, Continuous alarm system | Continuous alarm system |  | UST Currently In Use: 2; UST Temp Close: 0; AST Currently In Use: 1; AST Temp Closed: 0 | 2 | 0 | 5 | 14656-065-002949 | AL DEPARTMENT OF TRANSPORTATION
44616 | Currently in Use |  | 1992-12-01 |  | Petroleum | On road diesel | On road diesel | Bulk facility, State/Federal Government | Double Wall, Fiberglass reinforced plastic | Fiberglass reinforced plastic |  |  | Double Wall, Fiberglass reinforced plastic |  | 1901-01-01 |  | Catchment Basin, Single walled catchment basin | Automatic shutoff device At 95% full | Automatic shutoff device At 95% full | Interstitial Monitoring within Secondary Containment |  | Automatic Tank Gauge, Statistical Inventory Reconciliation (SIR) |  | Automatic flow restrictor (MLLD), Containment Sump | Containment Sump | Interstitial Monitoring within Secondary Containment |  | Annual line testing, Continuous alarm system | Continuous alarm system |  | UST Currently In Use: 3; UST Temp Close: 0; AST Currently In Use: 1; AST Temp Closed: 0 | 3 | 0 | 5 | 14651-125-002945 | DEPARTMENT OF TRANSPORTATION HIGHWAY
44617 | Currently in Use |  | 1992-12-01 |  | Petroleum | Unleaded gasoline | Unleaded gasoline | Bulk facility, State/Federal Government | Double Wall, Fiberglass reinforced plastic | Fiberglass reinforced plastic |  |  | Double Wall, Fiberglass reinforced plastic |  | 1901-01-01 |  | Catchment Basin, Single walled catchment basin | Automatic shutoff device At 95% full | Automatic shutoff device At 95% full | Interstitial Monitoring within Secondary Containment |  | Automatic Tank Gauge, Statistical Inventory Reconciliation (SIR) |  | Automatic flow restrictor (MLLD), Containment Sump | Containment Sump | Interstitial Monitoring within Secondary Containment |  | Annual line testing, Continuous alarm system | Continuous alarm system |  | UST Currently In Use: 3; UST Temp Close: 0; AST Currently In Use: 1; AST Temp Closed: 0 | 3 | 0 | 5 | 14651-125-002945 | DEPARTMENT OF TRANSPORTATION HIGHWAY
44618 | Temporary Closed | 2021-12-11 | 1993-12-15 |  | Petroleum | Unleaded gasoline | Unleaded gasoline | Retail | Steel | Steel | Coated & cathodic protection (sti-P3) |  | Fiberglass reinforced plastic |  |  |  | Catchment Basin, Single walled catchment basin | Flow Rest 90% Full | Flow Rest 90% Full |  |  | Statistical Inventory Reconciliation (SIR) | [8 empty] | UST Currently In Use: 0; UST Temp Close: 1; AST Currently In Use: 0; AST Temp Closed: 0 | 0 | 1 | 3 | 15682-085-002909 | BILL JONES
44619 | Currently in Use |  | 1994-01-01 |  | Petroleum | Unleaded gasoline | Unleaded gasoline | Industrial | Steel | Steel | Coated & cathodic protection (sti-P3) |  | Fiberglass reinforced plastic |  |  |  | Catchment Basin, Single walled catchment basin | Automatic shutoff device At 95% full, Flow Rest 90% Full | Flow Rest 90% Full |  |  | Automatic Tank Gauge | [8 empty] | UST Currently In Use: 3; UST Temp Close: 0; AST Currently In Use: 0; AST Temp Closed: 0 | 3 | 0 | 2 | 13122-107-003676 | LEWIS BROTHERS LUMBER CO
44620 | Currently in Use |  | 1994-01-01 |  | Petroleum | On road diesel | On road diesel | Industrial | Steel | Steel | Coated & cathodic protection (sti-P3) |  | Fiberglass reinforced plastic |  |  |  | Catchment Basin, Single walled catchment basin | Automatic shutoff device At 95% full, Flow Rest 90% Full | Flow Rest 90% Full |  |  | Automatic Tank Gauge | [8 empty] | UST Currently In Use: 3; UST Temp Close: 0; AST Currently In Use: 0; AST Temp Closed: 0 | 3 | 0 | 2 | 13122-107-003676 | LEWIS BROTHERS LUMBER CO
44621 | Currently in Use |  | 1994-01-01 |  | Petroleum | On road diesel | On road diesel | Industrial | Steel | Steel | Coated & cathodic protection (sti-P3) |  | Fiberglass reinforced plastic |  |  |  | Catchment Basin, Single walled catchment basin | Automatic shutoff device At 95% full, Flow Rest 90% Full | Flow Rest 90% Full |  |  | Automatic Tank Gauge | [8 empty] | UST Currently In Use: 3; UST Temp Close: 0; AST Currently In Use: 0; AST Temp Closed: 0 | 3 | 0 | 2 | 13122-107-003676 | LEWIS BROTHERS LUMBER CO
44622 | Currently in Use |  | 1994-02-01 |  | Petroleum | Unleaded gasoline | Unleaded gasoline | Retail | Steel | Steel | Coated & cathodic protection (sti-P3) |  | Fiberglass reinforced plastic |  |  |  | Catchment Basin, Single walled catchment basin | Automatic shutoff device At 95% full, Flow Rest 90% Full | Flow Rest 90% Full |  |  | Continuous Automatic Tank Gauge | [8 empty] | UST Currently In Use: 3; UST Temp Close: 0; AST Currently In Use: 4; AST Temp Closed: 0 | 3 | 0 | 0 | 22079-115-017169 | RONALD SEAWRIGHT
44623 | Currently in Use |  | 1994-02-01 |  | Petroleum | Premium gasoline | Premium gasoline | Retail | Steel | Steel | Coated & cathodic protection (sti-P3) |  | Fiberglass reinforced plastic |  |  |  | Catchment Basin, Single walled catchment basin | Automatic shutoff device At 95% full, Flow Rest 90% Full | Flow Rest 90% Full |  |  | Continuous Automatic Tank Gauge | [8 empty] | UST Currently In Use: 3; UST Temp Close: 0; AST Currently In Use: 4; AST Temp Closed: 0 | 3 | 0 | 0 | 22079-115-017169 | RONALD SEAWRIGHT
44624 | Currently in Use |  | 1994-02-01 |  | Petroleum | On road diesel | On road diesel | Retail | Steel | Steel | Coated & cathodic protection (sti-P3) |  | Fiberglass reinforced plastic |  |  |  | Catchment Basin, Single walled catchment basin | Automatic shutoff device At 95% full, Flow Rest 90% Full | Flow Rest 90% Full |  |  | Continuous Automatic Tank Gauge | [8 empty] | UST Currently In Use: 3; UST Temp Close: 0; AST Currently In Use: 4; AST Temp Closed: 0 | 3 | 0 | 0 | 22079-115-017169 | RONALD SEAWRIGHT
44625 | Temporary Closed | 2010-07-02 | 1994-03-03 |  | Petroleum | Unleaded gasoline | Unleaded gasoline | Retail | Double Wall, Steel | Steel | Coated & cathodic protection (sti-P3) |  | Fiberglass reinforced plastic |  |  | Other, FLXS ISOLA | Catchment Basin, Single walled catchment basin | Flow Rest 90% Full | Flow Rest 90% Full | Interstitial Monitoring within Secondary Containment | MANUAL/VISUAL CHECK | [9 empty] | UST Currently In Use: 0; UST Temp Close: 1; AST Currently In Use: 0; AST Temp Closed: 0 | 0 | 1 | 0 | 24398-051-017170 | CARMEN P PASCHAL
44626 | Permanently Closed | 2018-09-15 | 1994-01-21 | 2019-03-20 | Petroleum | Unleaded gasoline | Unleaded gasoline | Retail | Steel | Steel | Coated & cathodic protection (sti-P3) |  | Fiberglass reinforced plastic |  |  |  | Catchment Basin, Single walled catchment basin | Flow Rest 90% Full | Flow Rest 90% Full |  |  | Continuous Automatic Tank Gauge |  | Automatic flow restrictor (MLLD), Containment Sump | Containment Sump |  |  | Annual line testing | Annual line testing |  | UST Currently In Use: 0; UST Temp Close: 0; AST Currently In Use: 0; AST Temp Closed: 0 | 0 | 0 | 3 | 13357-097-017171 | MCGUIRE OIL CO INC
44627 | Permanently Closed | 2018-09-15 | 1994-01-21 | 2019-03-20 | Petroleum | Mid-grade gasoline | Mid-grade gasoline | Retail | Steel | Steel | Coated & cathodic protection (sti-P3) |  | Fiberglass reinforced plastic |  |  |  | Catchment Basin, Single walled catchment basin | Flow Rest 90% Full | Flow Rest 90% Full |  |  | Continuous Automatic Tank Gauge |  | Automatic flow restrictor (MLLD), Containment Sump | Containment Sump |  |  | Annual line testing | Annual line testing |  | UST Currently In Use: 0; UST Temp Close: 0; AST Currently In Use: 0; AST Temp Closed: 0 | 0 | 0 | 3 | 13357-097-017171 | MCGUIRE OIL CO INC
44628 | Permanently Closed | 2018-09-15 | 1994-01-21 | 2019-03-20 | Petroleum | Premium gasoline | Premium gasoline | Retail | Steel | Steel | Coated & cathodic protection (sti-P3) |  | Fiberglass reinforced plastic |  |  |  | Catchment Basin, Single walled catchment basin | Flow Rest 90% Full | Flow Rest 90% Full |  |  | Continuous Automatic Tank Gauge |  | Automatic flow restrictor (MLLD), Containment Sump | Containment Sump |  |  | Annual line testing | Annual line testing |  | UST Currently In Use: 0; UST Temp Close: 0; AST Currently In Use: 0; AST Temp Closed: 0 | 0 | 0 | 3 | 13357-097-017171 | MCGUIRE OIL CO INC
44629 | Permanently Closed | 2023-11-11 | 1993-11-01 | 2025-11-10 | Petroleum | Unleaded gasoline | Unleaded gasoline | Retail | Steel | Steel | Coated & cathodic protection (sti-P3) |  | Fiberglass reinforced plastic |  | 1901-01-01 |  | Catchment Basin, Single walled catchment basin | Flow Rest 90% Full | Flow Rest 90% Full |  |  | Statistical Inventory Reconciliation (SIR) |  | Automatic flow restrictor (MLLD) | Automatic flow restrictor (MLLD) |  |  | Statistical inventory reconciliation (SIR) | Statistical inventory reconciliation (SIR) |  | UST Currently In Use: 0; UST Temp Close: 0; AST Currently In Use: 0; AST Temp Closed: 0 | 0 | 0 | 2 | 25805-003-017172 | HARI KRUPA GROCERY INC
44630 | Permanently Closed | 2023-11-11 | 1993-11-01 | 2025-11-10 | Petroleum | Mid-grade gasoline | Mid-grade gasoline | Retail | Steel | Steel | Coated & cathodic protection (sti-P3) |  | Fiberglass reinforced plastic |  | 1901-01-01 |  | Catchment Basin, Single walled catchment basin | Flow Rest 90% Full | Flow Rest 90% Full |  |  | Statistical Inventory Reconciliation (SIR) |  | Automatic flow restrictor (MLLD) | Automatic flow restrictor (MLLD) |  |  | Statistical inventory reconciliation (SIR) | Statistical inventory reconciliation (SIR) |  | UST Currently In Use: 0; UST Temp Close: 0; AST Currently In Use: 0; AST Temp Closed: 0 | 0 | 0 | 2 | 25805-003-017172 | HARI KRUPA GROCERY INC
44631 | Currently in Use |  | 1993-11-24 |  | Petroleum | Unleaded gasoline | Unleaded gasoline | Retail | Steel | Steel | Coated & cathodic protection (sti-P3) |  | Flexible |  |  |  | Catchment Basin, Single walled catchment basin | Automatic shutoff device At 95% full | Automatic shutoff device At 95% full |  |  | Continuous Automatic Tank Gauge |  | Automatic flow restrictor (MLLD), Containment Sump | Containment Sump |  |  | Annual line testing | Annual line testing |  | UST Currently In Use: 4; UST Temp Close: 0; AST Currently In Use: 0; AST Temp Closed: 0 | 4 | 0 | 5 | 24569-039-008721 | SHALEHA INC
44632 | Currently in Use |  | 1993-11-24 |  | Petroleum | Unleaded gasoline | Unleaded gasoline | Retail | Steel | Steel | Coated & cathodic protection (sti-P3) |  | Flexible |  |  |  | Catchment Basin, Single walled catchment basin | Automatic shutoff device At 95% full | Automatic shutoff device At 95% full |  |  | Continuous Automatic Tank Gauge |  | Automatic flow restrictor (MLLD), Containment Sump | Containment Sump |  |  | Annual line testing | Annual line testing |  | UST Currently In Use: 4; UST Temp Close: 0; AST Currently In Use: 0; AST Temp Closed: 0 | 4 | 0 | 5 | 24569-039-008721 | SHALEHA INC
44633 | Currently in Use |  | 1993-11-24 |  | Petroleum | Premium gasoline | Premium gasoline | Retail | Steel | Steel | Coated & cathodic protection (sti-P3) |  | Flexible |  |  |  | Catchment Basin, Single walled catchment basin | Automatic shutoff device At 95% full | Automatic shutoff device At 95% full |  |  | Continuous Automatic Tank Gauge |  | Automatic flow restrictor (MLLD), Containment Sump | Containment Sump |  |  | Annual line testing | Annual line testing |  | UST Currently In Use: 4; UST Temp Close: 0; AST Currently In Use: 0; AST Temp Closed: 0 | 4 | 0 | 5 | 24569-039-008721 | SHALEHA INC
44634 | Currently in Use |  | 1993-11-24 |  | Petroleum | On road diesel | On road diesel | Retail | Steel | Steel | Coated & cathodic protection (sti-P3) |  | Flexible |  |  |  | Catchment Basin, Single walled catchment basin | Automatic shutoff device At 95% full | Automatic shutoff device At 95% full |  |  | Continuous Automatic Tank Gauge |  | Automatic flow restrictor (MLLD), Containment Sump | Containment Sump |  |  | Annual line testing | Annual line testing |  | UST Currently In Use: 4; UST Temp Close: 0; AST Currently In Use: 0; AST Temp Closed: 0 | 4 | 0 | 5 | 24569-039-008721 | SHALEHA INC
44635 | Permanently Closed | 2001-04-16 | 1994-03-14 | 2013-04-19 | Petroleum | Unleaded gasoline | Unleaded gasoline | Retail | Fiberglass reinforced plastic | Fiberglass reinforced plastic |  |  | Fiberglass reinforced plastic |  | 1901-01-01 |  | Catchment Basin, Single walled catchment basin | Flow Rest 90% Full | Flow Rest 90% Full |  |  | Continuous Automatic Tank Gauge, Statistical Inventory Reconciliation (SIR) |  | Automatic shutoff device (AELLD) | Automatic shutoff device (AELLD) |  |  | Statistical inventory reconciliation (SIR) | Statistical inventory reconciliation (SIR) |  | UST Currently In Use: 0; UST Temp Close: 0; AST Currently In Use: 0; AST Temp Closed: 0 | 0 | 0 | 8 | 21083-033-004339 | EDWARD W ESTES
44636 | Permanently Closed | 2001-04-16 | 1994-03-14 | 2013-04-19 | Petroleum | Mid-grade gasoline | Mid-grade gasoline | Retail | Fiberglass reinforced plastic | Fiberglass reinforced plastic |  |  | Fiberglass reinforced plastic |  | 1901-01-01 |  | Catchment Basin, Single walled catchment basin | Flow Rest 90% Full | Flow Rest 90% Full |  |  | Continuous Automatic Tank Gauge, Statistical Inventory Reconciliation (SIR) |  | Automatic shutoff device (AELLD) | Automatic shutoff device (AELLD) |  |  | Statistical inventory reconciliation (SIR) | Statistical inventory reconciliation (SIR) |  | UST Currently In Use: 0; UST Temp Close: 0; AST Currently In Use: 0; AST Temp Closed: 0 | 0 | 0 | 8 | 21083-033-004339 | EDWARD W ESTES
44637 | Permanently Closed | 2001-04-16 | 1994-03-14 | 2013-04-19 | Petroleum | Premium gasoline | Premium gasoline | Retail | Fiberglass reinforced plastic | Fiberglass reinforced plastic |  |  | Fiberglass reinforced plastic |  | 1901-01-01 |  | Catchment Basin, Single walled catchment basin | Flow Rest 90% Full | Flow Rest 90% Full |  |  | Continuous Automatic Tank Gauge, Statistical Inventory Reconciliation (SIR) |  | Automatic shutoff device (AELLD) | Automatic shutoff device (AELLD) |  |  | Statistical inventory reconciliation (SIR) | Statistical inventory reconciliation (SIR) |  | UST Currently In Use: 0; UST Temp Close: 0; AST Currently In Use: 0; AST Temp Closed: 0 | 0 | 0 | 8 | 21083-033-004339 | EDWARD W ESTES
44638 | Permanently Closed | 1998-12-03 | 1980-01-01 | 1998-12-03 | Petroleum | Unleaded gasoline | Unleaded gasoline | Retail | Steel | Steel |  | Painted or None | Steel |  | 1901-01-01 | [15 empty] | UST Currently In Use: 0; UST Temp Close: 0; AST Currently In Use: 0; AST Temp Closed: 0 | 0 | 0 | 1 | 12373-037-017174 | HILL PETROLEUM CO INC
44639 | Currently in Use |  | 1994-03-14 |  | Petroleum | Unleaded gasoline | Unleaded gasoline | Retail | Single Wall, Steel | Steel | Coated & cathodic protection (sti-P3) |  | Double Wall, Fiberglass reinforced plastic |  |  |  | Catchment Basin, Single walled catchment basin | Automatic shutoff device At 95% full, Flow Rest 90% Full | Flow Rest 90% Full |  |  | Automatic Tank Gauge | Single walled submersible pump containment sump | Automatic flow restrictor (MLLD), Containment Sump | Containment Sump |  |  | Annual line testing | Annual line testing |  | UST Currently In Use: 2; UST Temp Close: 0; AST Currently In Use: 0; AST Temp Closed: 0 | 2 | 0 | 0 | 24596-127-016821 | HOLDEN ENERGY LLC
44640 | Currently in Use |  | 1994-03-14 |  | Petroleum | On road diesel | On road diesel | Retail | Single Wall, Steel | Steel | Coated & cathodic protection (sti-P3) |  | Double Wall, Fiberglass reinforced plastic |  |  |  | Catchment Basin, Single walled catchment basin | Flow Rest 90% Full | Flow Rest 90% Full |  |  | Automatic Tank Gauge | Single walled submersible pump containment sump | Automatic flow restrictor (MLLD), Containment Sump | Containment Sump |  |  | Annual line testing | Annual line testing |  | UST Currently In Use: 2; UST Temp Close: 0; AST Currently In Use: 0; AST Temp Closed: 0 | 2 | 0 | 0 | 24596-127-016821 | HOLDEN ENERGY LLC
44641 |  | 2010-11-29 | 1987-01-01 |  | Petroleum | Unleaded gasoline | Unleaded gasoline | Retail | Fiberglass coated steel | Fiberglass coated steel |  |  | Fiberglass reinforced plastic |  | 1901-01-01 | Other, FLXS ISOLA | Catchment Basin, Single walled catchment basin | Flow Rest 90% Full | Flow Rest 90% Full |  |  | Statistical Inventory Reconciliation (SIR) | [5 empty] | Statistical inventory reconciliation (SIR) | Statistical inventory reconciliation (SIR) |  | UST Currently In Use: 0; UST Temp Close: 1; AST Currently In Use: 0; AST Temp Closed: 0 | 0 | 1 | 3 | 16971-073-009252 | JOHN BUZBEE
44642 |  | 2008-06-01 | 1987-01-01 |  | Petroleum | Mid-grade gasoline | Mid-grade gasoline | Retail | Steel | Steel | Coated & cathodic protection (sti-P3) |  | Fiberglass reinforced plastic |  | 1901-01-01 | Other, FLXS ISOLA | Catchment Basin, Single walled catchment basin | Flow Rest 90% Full | Flow Rest 90% Full |  |  | Statistical Inventory Reconciliation (SIR) | [8 empty] | UST Currently In Use: 0; UST Temp Close: 1; AST Currently In Use: 0; AST Temp Closed: 0 | 0 | 1 | 3 | 16971-073-009252 | JOHN BUZBEE
44643 |  | 2008-06-01 | 1987-01-01 |  | Petroleum | Premium gasoline | Premium gasoline | Retail | Steel | Steel | Coated & cathodic protection (sti-P3) |  | Fiberglass reinforced plastic |  | 1901-01-01 | Other, FLXS ISOLA | Catchment Basin, Single walled catchment basin | Flow Rest 90% Full | Flow Rest 90% Full |  |  | Statistical Inventory Reconciliation (SIR) | [5 empty] | Statistical inventory reconciliation (SIR) | Statistical inventory reconciliation (SIR) |  | UST Currently In Use: 0; UST Temp Close: 1; AST Currently In Use: 0; AST Temp Closed: 0 | 0 | 1 | 3 | 16971-073-009252 | JOHN BUZBEE
44644 | Permanently Closed | 2009-04-01 | 1993-02-26 | 2013-10-15 | Petroleum | Unleaded gasoline | Unleaded gasoline | Retail | Steel | Steel | Coated & cathodic protection (sti-P3) |  | Fiberglass reinforced plastic |  | 1901-01-01 | None, DBLWALL | Catchment Basin, Single walled catchment basin | Flow Rest 90% Full | Flow Rest 90% Full | [8 empty] | Annual line testing | Annual line testing |  | UST Currently In Use: 0; UST Temp Close: 0; AST Currently In Use: 0; AST Temp Closed: 0 | 0 | 0 | 8 | 23300-069-011884 | PEOPLES SOUTH BANK
44645 | Permanently Closed | 2009-04-01 | 1993-02-26 | 2013-10-15 | Petroleum | Unleaded gasoline | Unleaded gasoline | Retail | Steel | Steel | Coated & cathodic protection (sti-P3) |  | Fiberglass reinforced plastic |  | 1901-01-01 | None, DBLWALL | Catchment Basin, Single walled catchment basin | Flow Rest 90% Full | Flow Rest 90% Full | [8 empty] | Annual line testing | Annual line testing |  | UST Currently In Use: 0; UST Temp Close: 0; AST Currently In Use: 0; AST Temp Closed: 0 | 0 | 0 | 8 | 23300-069-011884 | PEOPLES SOUTH BANK
44646 | Permanently Closed | 2009-04-01 | 1993-02-26 | 2013-10-15 | Petroleum | On road diesel | On road diesel | Retail | Steel | Steel | Coated & cathodic protection (sti-P3) |  | Fiberglass reinforced plastic |  | 1901-01-01 | None, DBLWALL | Catchment Basin, Single walled catchment basin | Flow Rest 90% Full | Flow Rest 90% Full | [6 empty] | Interstitial Monitoring within Secondary Containment |  | Annual line testing | Annual line testing |  | UST Currently In Use: 0; UST Temp Close: 0; AST Currently In Use: 0; AST Temp Closed: 0 | 0 | 0 | 8 | 23300-069-011884 | PEOPLES SOUTH BANK
44647 | Currently in Use |  | 1994-03-01 |  | Petroleum | Unleaded gasoline | Unleaded gasoline | Retail | Steel | Steel | Coated & cathodic protection (sti-P3) |  | Flexible, ENVIROFLEX |  |  | Other, FLXS ISOLA | Catchment Basin, Single walled catchment basin | Flow Rest 90% Full | Flow Rest 90% Full |  |  | Statistical Inventory Reconciliation (SIR) |  | Automatic flow restrictor (MLLD), Containment Sump | Containment Sump |  |  | Statistical inventory reconciliation (SIR) | Statistical inventory reconciliation (SIR) |  | UST Currently In Use: 3; UST Temp Close: 0; AST Currently In Use: 0; AST Temp Closed: 0 | 3 | 0 | 0 | 22359-109-017180 | PREM INVESTMENTS OF AL LLC
44648 | Currently in Use |  | 1994-03-01 |  | Petroleum | Mid-grade gasoline | Mid-grade gasoline | Retail | Steel | Steel | Coated & cathodic protection (sti-P3) |  | Flexible, ENVIROFLEX |  |  | Other, FLXS ISOLA | Catchment Basin, Single walled catchment basin | Flow Rest 90% Full | Flow Rest 90% Full |  |  | Statistical Inventory Reconciliation (SIR) |  | Automatic flow restrictor (MLLD), Containment Sump | Containment Sump |  |  | Statistical inventory reconciliation (SIR) | Statistical inventory reconciliation (SIR) |  | UST Currently In Use: 3; UST Temp Close: 0; AST Currently In Use: 0; AST Temp Closed: 0 | 3 | 0 | 0 | 22359-109-017180 | PREM INVESTMENTS OF AL LLC
44649 | Currently in Use |  | 1994-03-21 |  | Petroleum | On road diesel | On road diesel | Retail | Steel | Steel | Coated & cathodic protection (sti-P3) |  | Double Wall, Fiberglass reinforced plastic |  |  |  | Catchment Basin, Single walled catchment basin | Automatic shutoff device At 95% full | Automatic shutoff device At 95% full |  |  | Continuous Automatic Tank Gauge |  | Automatic flow restrictor (MLLD), Containment Sump | Containment Sump | Interstitial Monitoring within Secondary Containment | MANUAL/VISUAL CHECK | Annual line testing | Annual line testing |  | UST Currently In Use: 5; UST Temp Close: 0; AST Currently In Use: 0; AST Temp Closed: 0 | 5 | 0 | 0 | 25817-025-008212 | ABDULLAH LLC
44650 | Permanently Closed | 1997-07-31 | 1981-12-23 | 1997-07-31 | Petroleum | On road diesel | On road diesel | Emergency power generator | Steel | Steel | Interior lined (not allowed as a standalone method of corrosion protection) | Painted or None | Other, COPPER |  | 1901-01-01 | [15 empty] | UST Currently In Use: 0; UST Temp Close: 0; AST Currently In Use: 0; AST Temp Closed: 0 | 0 | 0 | 2 | 19582-077-017181 | FLORENCE HOUSING AUTHORITY
44652 | Permanently Closed | 1997-07-31 | 1976-09-30 | 1997-07-31 | Petroleum | On road diesel | On road diesel | Emergency power generator | Steel | Steel |  | Painted or None | Other, COPPER |  | 1901-01-01 | None | [5 empty] | Automatic Tank Gauge | [8 empty] | UST Currently In Use: 0; UST Temp Close: 0; AST Currently In Use: 0; AST Temp Closed: 0 | 0 | 0 | 2 | 19582-077-017182 | FLORENCE HOUSING AUTHORITY
44653 | Temporary Closed | 2002-04-01 | 1994-04-06 |  | Petroleum | Unleaded gasoline | Unleaded gasoline | Retail | Double Wall, Steel | Steel | Coated & cathodic protection (sti-P3), DOUBL WALL |  | Fiberglass reinforced plastic, Single Wall |  |  | Other, FLXS ISOLA | Catchment Basin, Single walled catchment basin | Flow Rest 90% Full | Flow Rest 90% Full | Interstitial Monitoring within Secondary Containment | MANUAL/VISUAL CHECK | [9 empty] | UST Currently In Use: 0; UST Temp Close: 1; AST Currently In Use: 0; AST Temp Closed: 0 | 0 | 1 | 3 | 20007-121-005827 | MARION F. GOLD
44654 | Permanently Closed |  | 1987-01-01 | 2022-10-03 | Petroleum | On road diesel | On road diesel | Emergency Power Generator, Local Government | Fiberglass reinforced plastic | Fiberglass reinforced plastic |  |  | Steel, TOTAL CONT |  | 1901-01-01 | Other, TAPE WRAP | Catchment Basin, Single walled catchment basin | Audible high level alarm At 90% full | Audible high level alarm At 90% full | Interstitial Monitoring within Secondary Containment | [10 empty] | UST Currently In Use: 0; UST Temp Close: 0; AST Currently In Use: 1; AST Temp Closed: 0 | 0 | 0 | 1 | 15689-097-017009 | BOARD OF WATER AND SEWER COMM
44655 | Temporary Closed | 2000-09-01 | 1991-01-01 |  | Petroleum | Unleaded gasoline | Unleaded gasoline | Retail | Steel | Steel | Coated & cathodic protection (sti-P3) |  | Fiberglass reinforced plastic |  | 1901-01-01 |  | Catchment Basin, Single walled catchment basin | Flow Rest 90% Full | Flow Rest 90% Full |  |  | Statistical Inventory Reconciliation (SIR) | [8 empty] | UST Currently In Use: 0; UST Temp Close: 2; AST Currently In Use: 2; AST Temp Closed: 0 | 0 | 2 | 1 | 22195-125-015055 | JOHN W. STAMPS
44656 | Currently in Use |  | 1994-02-15 |  | Petroleum | On road diesel | On road diesel | Industrial | Steel | Steel | Coated & cathodic protection (sti-P3) |  | Fiberglass reinforced plastic |  |  |  | Catchment Basin, Single walled catchment basin | Automatic shutoff device At 95% full | Automatic shutoff device At 95% full | Interstitial Monitoring within Secondary Containment | SENSOR TO ATG | Automatic Tank Gauge |  | Automatic flow restrictor (MLLD), Containment Sump | Containment Sump |  |  | Annual line testing | Annual line testing |  | UST Currently In Use: 2; UST Temp Close: 0; AST Currently In Use: 0; AST Temp Closed: 0 | 2 | 0 | 0 | 19589-097-017185 | DIRT INC
44657 | Currently in Use |  | 1994-02-15 |  | Petroleum | Unleaded gasoline | Unleaded gasoline | Industrial | Steel | Steel | Coated & cathodic protection (sti-P3) |  | Fiberglass reinforced plastic |  |  |  | Catchment Basin, Single walled catchment basin | Automatic shutoff device At 95% full | Automatic shutoff device At 95% full | Interstitial Monitoring within Secondary Containment | SENSOR TO ATG | Automatic Tank Gauge | [8 empty] | UST Currently In Use: 2; UST Temp Close: 0; AST Currently In Use: 0; AST Temp Closed: 0 | 2 | 0 | 0 | 19589-097-017185 | DIRT INC
44658 | Permanently Closed | 2013-03-27 | 1994-03-14 | 2013-03-27 | Petroleum | Unleaded gasoline | Unleaded gasoline | State/federal government | Single Wall, Steel | Steel | Coated & cathodic protection (sti-P3) |  | Fiberglass reinforced plastic, Single Wall |  |  |  | Catchment Basin, Single walled catchment basin | Automatic shutoff device At 95% full | Automatic shutoff device At 95% full |  |  | Continuous Automatic Tank Gauge | [8 empty] | UST Currently In Use: 0; UST Temp Close: 0; AST Currently In Use: 0; AST Temp Closed: 0 | 0 | 0 | 1 | 16993-055-017187 | GREATER GADSDEN HOUSING AUTHORITY
44659 | Currently in Use |  | 1994-01-19 |  | Petroleum | Unleaded gasoline | Unleaded gasoline | Retail | Fiberglass reinforced plastic, Single Wall | Single Wall |  |  | Double Wall, Fiberglass reinforced plastic, OLD FBRGLS |  | 1901-01-01 |  | Catchment Basin, Single walled catchment basin | Automatic shutoff device At 95% full | Automatic shutoff device At 95% full |  |  | Continuous Automatic Tank Gauge |  | Automatic flow restrictor (MLLD) | Automatic flow restrictor (MLLD) |  | SENSOR TO ATG | Annual line testing, Continuous alarm system | Continuous alarm system |  | UST Currently In Use: 3; UST Temp Close: 0; AST Currently In Use: 1; AST Temp Closed: 0 | 3 | 0 | 1 | 25368-073-013558 | VP & A INC
44660 | Currently in Use |  | 1994-01-19 |  | Petroleum | Premium gasoline | Premium gasoline | Retail | Fiberglass reinforced plastic, Single Wall | Single Wall |  |  | Double Wall, Fiberglass reinforced plastic, OLD FBRGLS |  | 1901-01-01 |  | Catchment Basin, Single walled catchment basin | Automatic shutoff device At 95% full | Automatic shutoff device At 95% full |  |  | Continuous Automatic Tank Gauge |  | Automatic flow restrictor (MLLD) | Automatic flow restrictor (MLLD) |  | SENSOR TO ATG | Annual line testing, Continuous alarm system | Continuous alarm system |  | UST Currently In Use: 3; UST Temp Close: 0; AST Currently In Use: 1; AST Temp Closed: 0 | 3 | 0 | 1 | 25368-073-013558 | VP & A INC
44662 | Currently in Use |  | 1994-01-19 |  | Petroleum | On road diesel | On road diesel | Retail | Fiberglass reinforced plastic, Single Wall | Single Wall |  |  | Double Wall, Fiberglass reinforced plastic, OLD FBRGLS |  | 1901-01-01 |  | Catchment Basin, Single walled catchment basin | Automatic shutoff device At 95% full | Automatic shutoff device At 95% full |  |  | Continuous Automatic Tank Gauge |  | Automatic flow restrictor (MLLD) | Automatic flow restrictor (MLLD) |  | SENSOR TO ATG | Annual line testing, Continuous alarm system | Continuous alarm system |  | UST Currently In Use: 3; UST Temp Close: 0; AST Currently In Use: 1; AST Temp Closed: 0 | 3 | 0 | 1 | 25368-073-013558 | VP & A INC
44663 | Currently in Use |  | 1994-07-16 |  | Petroleum | Premium gasoline | Premium gasoline | Retail | Fiberglass reinforced plastic | Fiberglass reinforced plastic |  |  | Double Wall, Fiberglass reinforced plastic |  | 1901-01-01 |  | Catchment Basin, Single walled catchment basin | Flow Rest 90% Full | Flow Rest 90% Full |  |  | Continuous Automatic Tank Gauge |  | Automatic shutoff device (AELLD), Containment Sump | Containment Sump |  |  | Continuous alarm system | Continuous alarm system |  | UST Currently In Use: 4; UST Temp Close: 0; AST Currently In Use: 0; AST Temp Closed: 0 | 4 | 0 | 2 | 25051-055-014508 | KEITH HOLLINGSWORTH AND NEVA IMPHREY
44664 | Currently in Use |  | 1994-07-16 |  | Petroleum | Unleaded gasoline | Unleaded gasoline | Retail | Fiberglass reinforced plastic | Fiberglass reinforced plastic |  |  | Double Wall, Fiberglass reinforced plastic |  | 1901-01-01 |  | Catchment Basin, Single walled catchment basin | Flow Rest 90% Full | Flow Rest 90% Full |  |  | Continuous Automatic Tank Gauge |  | Automatic shutoff device (AELLD), Containment Sump | Containment Sump |  |  | Continuous alarm system | Continuous alarm system |  | UST Currently In Use: 4; UST Temp Close: 0; AST Currently In Use: 0; AST Temp Closed: 0 | 4 | 0 | 2 | 25051-055-014508 | KEITH HOLLINGSWORTH AND NEVA IMPHREY
44665 | Permanently Closed | 2000-03-16 | 1978-01-01 | 2000-03-16 | Petroleum | Used oil | Used oil | Retail | Fiberglass reinforced plastic | Fiberglass reinforced plastic |  |  | Fiberglass reinforced plastic |  | 1901-01-01 | None | Catchment Basin, EXEMPT | Other, EXEMPT | Other |  |  | Manual Tank Gauging (only tanks 1000 gal. or less and 48” or 64” in diameter) | [8 empty] | UST Currently In Use: 0; UST Temp Close: 0; AST Currently In Use: 0; AST Temp Closed: 0 | 0 | 0 | 4 | 19451-097-011511 | TERRY DEES
44666 | Currently in Use |  | 1994-03-10 |  | Petroleum | Unleaded gasoline | Unleaded gasoline | Retail | Double Wall, Fiberglass reinforced plastic | Fiberglass reinforced plastic |  |  | Double Wall, Fiberglass reinforced plastic |  | 2005-03-08 |  | Catchment Basin, Single walled catchment basin | Automatic shutoff device At 95% full | Automatic shutoff device At 95% full |  |  | Continuous Automatic Tank Gauge |  | Automatic shutoff device (AELLD) | Automatic shutoff device (AELLD) |  |  | Continuous alarm system | Continuous alarm system |  | UST Currently In Use: 3; UST Temp Close: 0; AST Currently In Use: 0; AST Temp Closed: 0 | 3 | 0 | 0 | 23679-073-017197 | BOCA PROPERTIES LLC
44667 | Currently in Use |  | 1994-03-10 |  | Petroleum | Premium gasoline | Premium gasoline | Retail | Double Wall, Fiberglass reinforced plastic | Fiberglass reinforced plastic |  |  | Double Wall, Fiberglass reinforced plastic |  | 2005-03-08 |  | Catchment Basin, Single walled catchment basin | Automatic shutoff device At 95% full | Automatic shutoff device At 95% full |  |  | Continuous Automatic Tank Gauge |  | Automatic shutoff device (AELLD) | Automatic shutoff device (AELLD) | [5 empty] | UST Currently In Use: 3; UST Temp Close: 0; AST Currently In Use: 0; AST Temp Closed: 0 | 3 | 0 | 0 | 23679-073-017197 | BOCA PROPERTIES LLC
44668 | Currently in Use |  | 1994-03-10 |  | Petroleum | On road diesel | On road diesel | Retail | Double Wall, Fiberglass reinforced plastic | Fiberglass reinforced plastic |  |  | Double Wall, Fiberglass reinforced plastic |  | 2005-03-08 |  | Catchment Basin, Single walled catchment basin | Automatic shutoff device At 95% full | Automatic shutoff device At 95% full |  |  | Continuous Automatic Tank Gauge |  | Automatic shutoff device (AELLD) | Automatic shutoff device (AELLD) |  |  | Continuous alarm system | Continuous alarm system |  | UST Currently In Use: 3; UST Temp Close: 0; AST Currently In Use: 0; AST Temp Closed: 0 | 3 | 0 | 0 | 23679-073-017197 | BOCA PROPERTIES LLC
44669 | Temporary Closed | 2013-02-13 | 1987-04-01 |  | Petroleum | Unleaded gasoline | Unleaded gasoline | Retail | Steel | Steel | Coated & cathodic protection (sti-P3) |  | Fiberglass reinforced plastic, Single Wall |  |  | Other, FLXS ISOLA | Catchment Basin, Single walled catchment basin | Flow Rest 90% Full | Flow Rest 90% Full |  |  | Automatic Tank Gauge |  | Automatic flow restrictor (MLLD) | Automatic flow restrictor (MLLD) |  |  | Annual line testing | Annual line testing |  | UST Currently In Use: 0; UST Temp Close: 4; AST Currently In Use: 0; AST Temp Closed: 0 | 0 | 4 | 0 | 22260-115-017198 | D&M ONE STOP INC
44670 | Temporary Closed | 2013-02-13 | 1987-04-01 |  | Petroleum | Mid-grade gasoline | Mid-grade gasoline | Retail | Steel | Steel | Coated & cathodic protection (sti-P3) |  | Fiberglass reinforced plastic, Single Wall |  |  | Other, FLXS ISOLA | Catchment Basin, Single walled catchment basin | Flow Rest 90% Full | Flow Rest 90% Full |  |  | Automatic Tank Gauge |  | Automatic flow restrictor (MLLD) | Automatic flow restrictor (MLLD) |  |  | Annual line testing | Annual line testing |  | UST Currently In Use: 0; UST Temp Close: 4; AST Currently In Use: 0; AST Temp Closed: 0 | 0 | 4 | 0 | 22260-115-017198 | D&M ONE STOP INC
44671 | Temporary Closed | 2013-02-13 | 1987-04-01 |  | Petroleum | Premium gasoline | Premium gasoline | Retail | Steel | Steel | Coated & cathodic protection (sti-P3) |  | Fiberglass reinforced plastic, Single Wall |  |  | Other, FLXS ISOLA | Catchment Basin, Single walled catchment basin | Flow Rest 90% Full | Flow Rest 90% Full |  |  | Automatic Tank Gauge |  | Automatic flow restrictor (MLLD) | Automatic flow restrictor (MLLD) |  |  | Annual line testing | Annual line testing |  | UST Currently In Use: 0; UST Temp Close: 4; AST Currently In Use: 0; AST Temp Closed: 0 | 0 | 4 | 0 | 22260-115-017198 | D&M ONE STOP INC
44672 | Temporary Closed | 2013-02-13 | 1987-04-01 |  | Petroleum | On road diesel | On road diesel | Retail | Steel | Steel | Coated & cathodic protection (sti-P3) |  | Fiberglass reinforced plastic, Single Wall |  |  | Other, FLXS ISOLA | Catchment Basin, Single walled catchment basin | Flow Rest 90% Full | Flow Rest 90% Full |  |  | Automatic Tank Gauge |  | Automatic flow restrictor (MLLD) | Automatic flow restrictor (MLLD) |  |  | Annual line testing | Annual line testing |  | UST Currently In Use: 0; UST Temp Close: 4; AST Currently In Use: 0; AST Temp Closed: 0 | 0 | 4 | 0 | 22260-115-017198 | D&M ONE STOP INC
44673 | Currently in Use |  | 1994-04-12 |  | Petroleum | Unleaded gasoline | Unleaded gasoline | Retail | Fiberglass reinforced plastic | Fiberglass reinforced plastic |  |  | Fiberglass reinforced plastic |  | 1901-01-01 |  | Catchment Basin, Double walled catchment basin | Automatic shutoff device At 95% full | Automatic shutoff device At 95% full |  |  | Automatic Tank Gauge, Statistical Inventory Reconciliation (SIR) |  | Automatic flow restrictor (MLLD), Containment Sump | Containment Sump |  |  | Annual line testing, Statistical inventory reconciliation (SIR) | Statistical inventory reconciliation (SIR) |  | UST Currently In Use: 3; UST Temp Close: 0; AST Currently In Use: 0; AST Temp Closed: 0 | 3 | 0 | 2 | 23413-097-000290 | CIRCLE K STORES, INC.
44674 | Currently in Use |  | 1994-04-12 |  | Petroleum | Mid-grade gasoline | Mid-grade gasoline | Retail | Fiberglass reinforced plastic | Fiberglass reinforced plastic |  |  | Fiberglass reinforced plastic |  | 1901-01-01 |  | Catchment Basin, Double walled catchment basin | Automatic shutoff device At 95% full, Flow Rest 90% Full | Flow Rest 90% Full |  |  | Statistical Inventory Reconciliation (SIR) |  | Automatic flow restrictor (MLLD), Containment Sump | Containment Sump |  |  | Annual line testing, Continuous alarm system, Statistical inventory reconciliation (SIR) | Statistical inventory reconciliation (SIR) |  | UST Currently In Use: 3; UST Temp Close: 0; AST Currently In Use: 0; AST Temp Closed: 0 | 3 | 0 | 2 | 23413-097-000290 | CIRCLE K STORES, INC.
44675 | Currently in Use |  | 1994-04-12 |  | Petroleum | Premium gasoline | Premium gasoline | Retail | Fiberglass reinforced plastic | Fiberglass reinforced plastic |  |  | Fiberglass reinforced plastic |  | 1901-01-01 |  | Catchment Basin, Double walled catchment basin | Automatic shutoff device At 95% full | Automatic shutoff device At 95% full |  |  | Automatic Tank Gauge, Statistical Inventory Reconciliation (SIR) |  | Automatic flow restrictor (MLLD), Containment Sump | Containment Sump |  |  | Annual line testing, Statistical inventory reconciliation (SIR) | Statistical inventory reconciliation (SIR) |  | UST Currently In Use: 3; UST Temp Close: 0; AST Currently In Use: 0; AST Temp Closed: 0 | 3 | 0 | 2 | 23413-097-000290 | CIRCLE K STORES, INC.
44676 | Permanently Closed | 2018-03-31 | 1993-11-13 |  | Petroleum | Unleaded gasoline | Unleaded gasoline | Retail | Single Wall, Steel | Steel | Coated & cathodic protection (sti-P3) |  | Fiberglass reinforced plastic, Single Wall |  |  |  | Catchment Basin, Single walled catchment basin | Flow Rest 90% Full | Flow Rest 90% Full |  |  | Automatic Tank Gauge | [8 empty] | UST Currently In Use: 0; UST Temp Close: 0; AST Currently In Use: 0; AST Temp Closed: 0 | 0 | 0 | 4 | 12457-043-004205 | EIDSON PETROLEUM, INC.
44680 | Currently in Use |  | 1994-04-01 |  | Petroleum | Unleaded gasoline | Unleaded gasoline | Retail | Steel | Steel | Coated & cathodic protection (sti-P3) |  | Fiberglass reinforced plastic |  | 1901-01-01 |  | Catchment Basin, Single walled catchment basin | Automatic shutoff device At 95% full | Automatic shutoff device At 95% full |  |  | Continuous Automatic Tank Gauge |  | Automatic flow restrictor (MLLD) | Automatic flow restrictor (MLLD) |  |  | Annual line testing | Annual line testing |  | UST Currently In Use: 1; UST Temp Close: 0; AST Currently In Use: 0; AST Temp Closed: 0 | 1 | 0 | 0 | 23148-101-017202 | SHREEJI REALTY LLC
44681 | Currently in Use |  | 1993-05-05 |  | Petroleum | Unleaded gasoline | Unleaded gasoline | Local Government | Double Wall, Fiberglass reinforced plastic | Fiberglass reinforced plastic |  |  | Double Wall, Fiberglass reinforced plastic |  | 1901-01-01 |  | Catchment Basin, Single walled catchment basin | Audible high level alarm At 90% full, Flow Rest 90% Full | Flow Rest 90% Full | Interstitial Monitoring within Secondary Containment | SENSOR TO ATG | Automatic Tank Gauge |  | Automatic flow restrictor (MLLD), Containment Sump | Containment Sump | Interstitial Monitoring within Secondary Containment |  | Continuous alarm system | Continuous alarm system |  | UST Currently In Use: 6; UST Temp Close: 0; AST Currently In Use: 0; AST Temp Closed: 0 | 6 | 0 | 0 | 13508-101-017203 | MONTGOMERY AREA TRANSIT SYSTEM
44682 | Currently in Use |  | 1993-05-05 |  | Petroleum | On road diesel | On road diesel | Local Government | Double Wall, Fiberglass reinforced plastic | Fiberglass reinforced plastic |  |  | Fiberglass reinforced plastic |  | 1901-01-01 |  | Catchment Basin, Single walled catchment basin | Audible high level alarm At 90% full, Flow Rest 90% Full | Flow Rest 90% Full | Interstitial Monitoring within Secondary Containment | SENSOR TO ATG | Automatic Tank Gauge |  | Automatic flow restrictor (MLLD), Containment Sump | Containment Sump | Interstitial Monitoring within Secondary Containment | SENSOR TO ATG | Continuous alarm system | Continuous alarm system |  | UST Currently In Use: 6; UST Temp Close: 0; AST Currently In Use: 0; AST Temp Closed: 0 | 6 | 0 | 0 | 13508-101-017203 | MONTGOMERY AREA TRANSIT SYSTEM
44683 | Currently in Use |  | 1993-05-05 |  | Petroleum | On road diesel | On road diesel | Local Government | Double Wall, Fiberglass reinforced plastic | Fiberglass reinforced plastic |  |  | Double Wall, Fiberglass reinforced plastic |  | 1901-01-01 |  | Catchment Basin, Single walled catchment basin | Audible high level alarm At 90% full, Flow Rest 90% Full | Flow Rest 90% Full | Interstitial Monitoring within Secondary Containment | SENSOR TO ATG | Automatic Tank Gauge |  | Automatic flow restrictor (MLLD), Containment Sump | Containment Sump | Interstitial Monitoring within Secondary Containment | SENSOR TO ATG | Continuous alarm system | Continuous alarm system |  | UST Currently In Use: 6; UST Temp Close: 0; AST Currently In Use: 0; AST Temp Closed: 0 | 6 | 0 | 0 | 13508-101-017203 | MONTGOMERY AREA TRANSIT SYSTEM
44684 | Currently in Use |  | 1993-05-05 |  | Petroleum | Virgin oil | Virgin oil | Local Government | Fiberglass reinforced plastic | Fiberglass reinforced plastic |  |  | Fiberglass reinforced plastic |  | 1901-01-01 |  | Catchment Basin, Single walled catchment basin | Audible high level alarm At 90% full, Flow Rest 90% Full | Flow Rest 90% Full | Interstitial Monitoring within Secondary Containment | SENSOR TO ATG | Automatic Tank Gauge | [8 empty] | UST Currently In Use: 6; UST Temp Close: 0; AST Currently In Use: 0; AST Temp Closed: 0 | 6 | 0 | 0 | 13508-101-017203 | MONTGOMERY AREA TRANSIT SYSTEM
44685 | Currently in Use |  | 1993-05-05 |  | Petroleum | Other, A/F | Other | Local Government | Fiberglass reinforced plastic | Fiberglass reinforced plastic |  |  | Fiberglass reinforced plastic |  | 1901-01-01 |  | Catchment Basin, EXEMPT | Audible high level alarm At 90% full, Flow Rest 90% Full | Flow Rest 90% Full | Interstitial Monitoring within Secondary Containment |  | Automatic Tank Gauge | [8 empty] | UST Currently In Use: 6; UST Temp Close: 0; AST Currently In Use: 0; AST Temp Closed: 0 | 6 | 0 | 0 | 13508-101-017203 | MONTGOMERY AREA TRANSIT SYSTEM
44686 | Currently in Use |  | 1993-05-05 |  | Petroleum | Used oil | Used oil | Local Government | Fiberglass reinforced plastic | Fiberglass reinforced plastic |  |  | Fiberglass reinforced plastic |  | 1901-01-01 |  | Catchment Basin, EXEMPT | Audible high level alarm At 90% full, Flow Rest 90% Full, EXEMPT | Flow Rest 90% Full | Interstitial Monitoring within Secondary Containment |  | Automatic Tank Gauge | [8 empty] | UST Currently In Use: 6; UST Temp Close: 0; AST Currently In Use: 0; AST Temp Closed: 0 | 6 | 0 | 0 | 13508-101-017203 | MONTGOMERY AREA TRANSIT SYSTEM
44687 | Currently in Use |  | 1994-02-09 |  | Petroleum | On road diesel | On road diesel | Industrial | Steel | Steel | Coated & cathodic protection (sti-P3) |  | Fiberglass reinforced plastic |  |  | Other, FLXS ISOLA | Catchment Basin, Single walled catchment basin | Audible high level alarm At 90% full, Automatic shutoff device At 95% full, Flow Rest 90% Full | Flow Rest 90% Full |  |  | Continuous Automatic Tank Gauge | [8 empty] | UST Currently In Use: 3; UST Temp Close: 0; AST Currently In Use: 0; AST Temp Closed: 0 | 3 | 0 | 0 | 17505-007-015123 | RANDOLPH & RANDOLPH CO
44688 | Currently in Use |  | 1992-11-20 |  | Petroleum | On road diesel | On road diesel | Retail | Single Wall, Steel | Steel | Coated & cathodic protection (sti-P3) |  | Double Wall, Fiberglass reinforced plastic |  |  |  | Catchment Basin, Single walled catchment basin | Flow Rest 90% Full | Flow Rest 90% Full |  |  | Continuous Automatic Tank Gauge | Single walled submersible pump containment sump | Automatic flow restrictor (MLLD), Containment Sump | Containment Sump |  |  | Annual line testing | Annual line testing |  | UST Currently In Use: 2; UST Temp Close: 0; AST Currently In Use: 0; AST Temp Closed: 0 | 2 | 0 | 0 | 13284-103-017204 | H.L. MARTIN DISTRIBUTING CO.
44689 | Currently in Use |  | 1993-04-18 |  | Petroleum | Unleaded gasoline | Unleaded gasoline | Retail | Single Wall, Steel | Steel | Coated & cathodic protection (sti-P3) |  | Double Wall, Fiberglass reinforced plastic |  |  |  | Catchment Basin, Single walled catchment basin | Flow Rest 90% Full | Flow Rest 90% Full |  |  | Continuous Automatic Tank Gauge | Single walled submersible pump containment sump | Automatic flow restrictor (MLLD), Containment Sump | Containment Sump |  |  | Annual line testing | Annual line testing |  | UST Currently In Use: 2; UST Temp Close: 0; AST Currently In Use: 0; AST Temp Closed: 0 | 2 | 0 | 0 | 13284-103-017204 | H.L. MARTIN DISTRIBUTING CO.
44690 | Currently in Use |  | 1994-03-21 |  | Petroleum | Unleaded gasoline | Unleaded gasoline | Retail | Single Wall, Steel | Steel | Coated & cathodic protection (sti-P3) |  | Double Wall, Flexible |  |  |  | Catchment Basin, Single walled catchment basin | Automatic shutoff device At 95% full, Flow Rest 90% Full | Flow Rest 90% Full |  |  | Automatic Tank Gauge |  | Automatic flow restrictor (MLLD) | Automatic flow restrictor (MLLD) |  |  | Annual line testing | Annual line testing |  | UST Currently In Use: 4; UST Temp Close: 0; AST Currently In Use: 0; AST Temp Closed: 0 | 4 | 0 | 6 | 21478-095-006205 | YOUSEF M. ALABBASI
44691 | Currently in Use |  | 1994-03-21 |  | Petroleum | On road diesel | On road diesel | Retail | Single Wall, Steel | Steel | Coated & cathodic protection (sti-P3) |  | Double Wall, Flexible |  |  |  | Catchment Basin, Single walled catchment basin | Automatic shutoff device At 95% full, Flow Rest 90% Full | Flow Rest 90% Full |  |  | Automatic Tank Gauge |  | Automatic flow restrictor (MLLD) | Automatic flow restrictor (MLLD) |  |  | Annual line testing | Annual line testing |  | UST Currently In Use: 4; UST Temp Close: 0; AST Currently In Use: 0; AST Temp Closed: 0 | 4 | 0 | 6 | 21478-095-006205 | YOUSEF M. ALABBASI
44692 | Currently in Use |  | 1994-03-21 |  | Petroleum | Premium gasoline | Premium gasoline | Retail | Single Wall, Steel | Steel | Coated & cathodic protection (sti-P3) |  | Double Wall, Flexible |  |  |  | Catchment Basin, Single walled catchment basin | Automatic shutoff device At 95% full | Automatic shutoff device At 95% full |  |  | Automatic Tank Gauge |  | Automatic flow restrictor (MLLD) | Automatic flow restrictor (MLLD) |  |  | Annual line testing | Annual line testing |  | UST Currently In Use: 4; UST Temp Close: 0; AST Currently In Use: 0; AST Temp Closed: 0 | 4 | 0 | 6 | 21478-095-006205 | YOUSEF M. ALABBASI
44693 | Currently in Use |  | 1994-03-21 |  | Petroleum | Ethanol free gasoline | Ethanol free gasoline | Retail | Single Wall, Steel | Steel | Coated & cathodic protection (sti-P3) |  | Double Wall, Flexible |  |  |  | Catchment Basin, Single walled catchment basin | Automatic shutoff device At 95% full | Automatic shutoff device At 95% full |  |  | Automatic Tank Gauge |  | Automatic flow restrictor (MLLD) | Automatic flow restrictor (MLLD) |  |  | Annual line testing | Annual line testing |  | UST Currently In Use: 4; UST Temp Close: 0; AST Currently In Use: 0; AST Temp Closed: 0 | 4 | 0 | 6 | 21478-095-006205 | YOUSEF M. ALABBASI
44694 | Currently in Use | 2018-09-01 | 1994-03-23 |  | Petroleum | Unleaded gasoline | Unleaded gasoline | Retail | Steel | Steel | Coated & cathodic protection (sti-P3) |  | Double Wall, Fiberglass reinforced plastic |  |  | Other, FLXS ISOLA | Catchment Basin, Single walled catchment basin | Flow Rest 90% Full | Flow Rest 90% Full |  |  | Statistical Inventory Reconciliation (SIR) |  | Automatic flow restrictor (MLLD), Containment Sump | Containment Sump |  |  | Statistical inventory reconciliation (SIR) | Statistical inventory reconciliation (SIR) |  | UST Currently In Use: 4; UST Temp Close: 0; AST Currently In Use: 0; AST Temp Closed: 0 | 4 | 0 | 5 | 14681-013-010316 | STERLING OIL COMPANY, INC.
44695 | Currently in Use | 2018-09-01 | 1994-03-23 |  | Petroleum | Mid-grade gasoline | Mid-grade gasoline | Retail | Steel | Steel | Coated & cathodic protection (sti-P3) |  | Double Wall, Fiberglass reinforced plastic |  |  | Other, FLXS ISOLA | Catchment Basin, Single walled catchment basin | Flow Rest 90% Full | Flow Rest 90% Full |  |  | Statistical Inventory Reconciliation (SIR) |  | Automatic flow restrictor (MLLD), Containment Sump | Containment Sump |  |  | Statistical inventory reconciliation (SIR) | Statistical inventory reconciliation (SIR) |  | UST Currently In Use: 4; UST Temp Close: 0; AST Currently In Use: 0; AST Temp Closed: 0 | 4 | 0 | 5 | 14681-013-010316 | STERLING OIL COMPANY, INC.
44696 | Currently in Use | 2018-09-01 | 1994-03-23 |  | Petroleum | Premium gasoline | Premium gasoline | Retail | Steel | Steel | Coated & cathodic protection (sti-P3) |  | Double Wall, Fiberglass reinforced plastic |  |  | Other, FLXS ISOLA | Catchment Basin, Single walled catchment basin | Flow Rest 90% Full | Flow Rest 90% Full |  |  | Statistical Inventory Reconciliation (SIR) |  | Automatic flow restrictor (MLLD), Containment Sump | Containment Sump |  |  | Statistical inventory reconciliation (SIR) | Statistical inventory reconciliation (SIR) |  | UST Currently In Use: 4; UST Temp Close: 0; AST Currently In Use: 0; AST Temp Closed: 0 | 4 | 0 | 5 | 14681-013-010316 | STERLING OIL COMPANY, INC.
44697 | Currently in Use | 2018-09-01 | 1994-03-23 |  | Petroleum | On road diesel | On road diesel | Retail | Steel | Steel | Coated & cathodic protection (sti-P3) |  | Fiberglass reinforced plastic |  |  | Other, FLXS ISOLA | Catchment Basin, Single walled catchment basin | Automatic shutoff device At 95% full | Automatic shutoff device At 95% full |  |  | Statistical Inventory Reconciliation (SIR) | [8 empty] | UST Currently In Use: 4; UST Temp Close: 0; AST Currently In Use: 0; AST Temp Closed: 0 | 4 | 0 | 5 | 14681-013-010316 | STERLING OIL COMPANY, INC.
44698 | Currently in Use |  | 1994-04-30 |  | Petroleum | Unleaded gasoline | Unleaded gasoline | Local Government | Fiberglass reinforced plastic | Fiberglass reinforced plastic |  |  | Flexible |  | 1901-01-01 |  | Catchment Basin, Single walled catchment basin | Flow Rest 90% Full | Flow Rest 90% Full |  |  | Continuous Automatic Tank Gauge |  | Automatic flow restrictor (MLLD) | Automatic flow restrictor (MLLD) | Interstitial Monitoring within Secondary Containment |  | Annual line testing, Continuous alarm system | Continuous alarm system |  | UST Currently In Use: 2; UST Temp Close: 0; AST Currently In Use: 0; AST Temp Closed: 0 | 2 | 0 | 4 | 17668-017-015521 | CHAMBERS CO COMMISSION
44699 | Currently in Use |  | 1994-04-30 |  | Petroleum | On road diesel | On road diesel | Local Government | Fiberglass reinforced plastic | Fiberglass reinforced plastic |  |  | Flexible |  | 1901-01-01 |  | Catchment Basin, Single walled catchment basin | Flow Rest 90% Full | Flow Rest 90% Full |  |  | Continuous Automatic Tank Gauge |  | Automatic flow restrictor (MLLD) | Automatic flow restrictor (MLLD) | Interstitial Monitoring within Secondary Containment |  | Annual line testing, Continuous alarm system | Continuous alarm system |  | UST Currently In Use: 2; UST Temp Close: 0; AST Currently In Use: 0; AST Temp Closed: 0 | 2 | 0 | 4 | 17668-017-015521 | CHAMBERS CO COMMISSION
44700 | Currently in Use |  | 1993-12-01 |  | Petroleum | Unleaded gasoline | Unleaded gasoline | State/federal government | Double Wall, Fiberglass reinforced plastic | Fiberglass reinforced plastic |  |  | Double Wall, Fiberglass reinforced plastic |  |  |  | Catchment Basin, Double walled catchment basin | Flow Rest 90% Full | Flow Rest 90% Full |  |  | Continuous Automatic Tank Gauge | Single walled submersible pump containment sump | Automatic shutoff device (AELLD), Containment Sump | Containment Sump |  | SENSOR TO ATG |  |  |  | UST Currently In Use: 2; UST Temp Close: 0; AST Currently In Use: 0; AST Temp Closed: 0 | 2 | 0 | 4 | 14658-033-002938 | DEPARTMENT OF TRANSPORTATION HIGHWAY
44702 | Currently in Use |  | 1993-12-01 |  | Petroleum | On road diesel | On road diesel | State/federal government | Double Wall, Fiberglass reinforced plastic | Fiberglass reinforced plastic |  |  | Double Wall, Fiberglass reinforced plastic |  |  |  | Catchment Basin, Double walled catchment basin | Flow Rest 90% Full | Flow Rest 90% Full |  |  | Continuous Automatic Tank Gauge | Single walled submersible pump containment sump | Automatic shutoff device (AELLD), Containment Sump | Containment Sump |  | SENSOR TO ATG |  |  |  | UST Currently In Use: 2; UST Temp Close: 0; AST Currently In Use: 0; AST Temp Closed: 0 | 2 | 0 | 4 | 14658-033-002938 | DEPARTMENT OF TRANSPORTATION HIGHWAY
44703 | Currently in Use |  | 1993-11-18 |  | Petroleum | Unleaded gasoline | Unleaded gasoline | State/federal government | Double Wall, Fiberglass reinforced plastic | Fiberglass reinforced plastic |  |  | Double Wall, Fiberglass reinforced plastic |  |  | None | Catchment Basin, Double walled catchment basin | Flow Rest 90% Full | Flow Rest 90% Full |  | SENSOR TO ATG | Continuous Automatic Tank Gauge | Single walled submersible pump containment sump | Automatic shutoff device (AELLD), Containment Sump | Containment Sump |  | SENSOR TO ATG |  |  |  | UST Currently In Use: 2; UST Temp Close: 0; AST Currently In Use: 0; AST Temp Closed: 0 | 2 | 0 | 4 | 14663-079-002939 | DEPARTMENT OF TRANSPORTATION HIGHWAY
44704 | Currently in Use |  | 1993-11-18 |  | Petroleum | On road diesel | On road diesel | State/federal government | Double Wall, Fiberglass reinforced plastic | Fiberglass reinforced plastic |  |  | Double Wall, Fiberglass reinforced plastic |  |  | None | Catchment Basin, Double walled catchment basin | Flow Rest 90% Full | Flow Rest 90% Full |  | SENSOR TO ATG | Continuous Automatic Tank Gauge | Single walled submersible pump containment sump | Automatic shutoff device (AELLD), Containment Sump | Containment Sump |  | SENSOR TO ATG |  |  |  | UST Currently In Use: 2; UST Temp Close: 0; AST Currently In Use: 0; AST Temp Closed: 0 | 2 | 0 | 4 | 14663-079-002939 | DEPARTMENT OF TRANSPORTATION HIGHWAY
44705 | Permanently Closed | 1998-12-22 | 1986-01-01 | 1999-02-12 | Petroleum | Unleaded gasoline | Unleaded gasoline | Retail | Steel | Steel |  | Painted or None | Steel |  | 1901-01-01 | [6 empty] | Statistical Inventory Reconciliation (SIR) | [8 empty] | UST Currently In Use: 0; UST Temp Close: 0; AST Currently In Use: 0; AST Temp Closed: 0 | 0 | 0 | 2 | 14988-107-004686 | TRICO OIL CO INC
44706 | Permanently Closed | 2002-06-26 | 1993-10-01 | 2017-10-17 | Petroleum | Unleaded gasoline | Unleaded gasoline | Industrial | Double Wall, Fiberglass reinforced plastic | Fiberglass reinforced plastic |  |  | Double Wall, Fiberglass reinforced plastic |  | 1901-01-01 |  | Catchment Basin, Single walled catchment basin | Flow Rest 90% Full | Flow Rest 90% Full | Interstitial Monitoring within Secondary Containment |  | Automatic Tank Gauge |  |  |  | Interstitial Monitoring within Secondary Containment |  |  |  |  | UST Currently In Use: 0; UST Temp Close: 0; AST Currently In Use: 0; AST Temp Closed: 0 | 0 | 0 | 2 | 19602-079-017205 | LOCKHEED MARTIN SPACE SYSTEMS CO.
44708 | Permanently Closed | 2002-06-26 | 1993-10-01 | 2017-10-18 | Petroleum | On road diesel | On road diesel | Industrial | Double Wall, Fiberglass reinforced plastic | Fiberglass reinforced plastic |  |  | Double Wall, Fiberglass reinforced plastic |  | 1901-01-01 |  | Catchment Basin, Single walled catchment basin | Flow Rest 90% Full | Flow Rest 90% Full | Interstitial Monitoring within Secondary Containment |  | Automatic Tank Gauge |  |  |  | Interstitial Monitoring within Secondary Containment |  |  |  |  | UST Currently In Use: 0; UST Temp Close: 0; AST Currently In Use: 0; AST Temp Closed: 0 | 0 | 0 | 2 | 19602-079-017205 | LOCKHEED MARTIN SPACE SYSTEMS CO.
44709 | Temporary Closed | 2011-05-31 | 1993-10-10 |  | Petroleum | Unleaded gasoline | Unleaded gasoline | Local government | Double Wall, Fiberglass reinforced plastic | Fiberglass reinforced plastic |  |  | Double Wall, Fiberglass reinforced plastic |  | 1901-01-01 |  | Catchment Basin, Single walled catchment basin | Automatic shutoff device At 95% full, Flow Rest 90% Full | Flow Rest 90% Full |  |  | Automatic Tank Gauge |  | Automatic flow restrictor (MLLD), Containment Sump | Containment Sump | Interstitial Monitoring within Secondary Containment | MANUAL/VISUAL CHECK |  |  |  | UST Currently In Use: 0; UST Temp Close: 1; AST Currently In Use: 0; AST Temp Closed: 0 | 0 | 1 | 0 | 19603-103-017206 | DECATUR CITY BOARD OF EDUCATION
44710 |  | 2000-03-30 | 1979-06-15 |  | Petroleum | On road diesel | On road diesel | Emergency Power Generator, Local Government | Steel | Steel |  | Painted or None | Steel |  | 1901-01-01 | None | [5 empty] | Manual Tank Gauging (only tanks 1000 gal. or less and 48” or 64” in diameter) | [8 empty] | UST Currently In Use: 0; UST Temp Close: 0; AST Currently In Use: 1; AST Temp Closed: 0 | 0 | 0 | 0 | 19604-091-017038 | DEMOPOLIS WATER AND SEWER BOARD
44711 | Currently in Use |  | 1994-01-13 |  | Petroleum | Premium gasoline | Premium gasoline | Retail | Double Wall, Steel | Steel | Coated & cathodic protection (sti-P3) |  | Double Wall, Fiberglass reinforced plastic |  |  |  | Catchment Basin, Single walled catchment basin | Flow Rest 90% Full | Flow Rest 90% Full | Interstitial Monitoring within Secondary Containment | SENSOR TO ATG | Automatic Tank Gauge |  | Automatic flow restrictor (MLLD), Containment Sump | Containment Sump | Interstitial Monitoring within Secondary Containment | SENSOR TO ATG | Continuous alarm system | Continuous alarm system |  | UST Currently In Use: 2; UST Temp Close: 0; AST Currently In Use: 0; AST Temp Closed: 0 | 2 | 0 | 0 | 25933-097-017207 | SAMS PARTNERSHIP LLC
44712 | Currently in Use |  | 1994-01-13 |  | Petroleum | Unleaded gasoline | Unleaded gasoline | Retail | Double Wall, Steel | Steel | Coated & cathodic protection (sti-P3) |  | Double Wall, Fiberglass reinforced plastic |  |  |  | Catchment Basin, Single walled catchment basin | Flow Rest 90% Full | Flow Rest 90% Full | Interstitial Monitoring within Secondary Containment | SENSOR TO ATG | Automatic Tank Gauge |  | Automatic flow restrictor (MLLD), Containment Sump | Containment Sump | Interstitial Monitoring within Secondary Containment | SENSOR TO ATG | Continuous alarm system | Continuous alarm system |  | UST Currently In Use: 2; UST Temp Close: 0; AST Currently In Use: 0; AST Temp Closed: 0 | 2 | 0 | 0 | 25933-097-017207 | SAMS PARTNERSHIP LLC
44713 | Currently in Use |  | 1993-03-01 |  | Petroleum | Premium gasoline | Premium gasoline | Retail | Single Wall, Steel, 6P/4D | Steel | Coated & cathodic protection (sti-P3) |  | Double Wall, Fiberglass reinforced plastic, 2-PIECES |  |  |  | Catchment Basin, Single walled catchment basin | Flow Rest 90% Full | Flow Rest 90% Full |  |  | Continuous Automatic Tank Gauge |  | Automatic flow restrictor (MLLD), Containment Sump | Containment Sump |  |  | Annual line testing | Annual line testing |  | UST Currently In Use: 2; UST Temp Close: 0; AST Currently In Use: 0; AST Temp Closed: 0 | 2 | 0 | 0 | 25422-073-017209 | ABDUL RAHMAN HAMIRANI
44714 | Currently in Use |  | 1993-03-01 |  | Petroleum | Unleaded gasoline | Unleaded gasoline | Retail | Single Wall, Steel | Steel | Coated & cathodic protection (sti-P3) |  | Double Wall, Fiberglass reinforced plastic, 2-PIECES |  |  |  | Catchment Basin, Single walled catchment basin | Flow Rest 90% Full | Flow Rest 90% Full |  |  | Continuous Automatic Tank Gauge |  | Automatic flow restrictor (MLLD), Containment Sump | Containment Sump |  |  | Annual line testing | Annual line testing |  | UST Currently In Use: 2; UST Temp Close: 0; AST Currently In Use: 0; AST Temp Closed: 0 | 2 | 0 | 0 | 25422-073-017209 | ABDUL RAHMAN HAMIRANI
44715 | Temporary Closed | 2008-12-22 | 1994-05-01 |  | Petroleum | Unleaded gasoline | Unleaded gasoline |  | Fiberglass reinforced plastic | Fiberglass reinforced plastic |  |  | Fiberglass reinforced plastic |  | 1901-01-01 |  | Catchment Basin, Single walled catchment basin | Flow Rest 90% Full | Flow Rest 90% Full |  |  | Statistical Inventory Reconciliation (SIR) | [8 empty] | UST Currently In Use: 0; UST Temp Close: 1; AST Currently In Use: 0; AST Temp Closed: 0 | 0 | 1 | 0 | 19610-125-017210 | MADISON MASONRY CO INC
44716 | Permanently Closed | 2019-12-30 | 1994-04-19 | 2023-04-30 | Petroleum | Unleaded gasoline | Unleaded gasoline | Retail | Single Wall, Steel | Steel | Coated & cathodic protection (sti-P3) |  | Double Wall, Fiberglass reinforced plastic |  |  |  | Catchment Basin, Single walled catchment basin | Flow Rest 90% Full | Flow Rest 90% Full |  |  | Continuous Automatic Tank Gauge | Single walled submersible pump containment sump | Automatic flow restrictor (MLLD), Containment Sump | Containment Sump |  |  | Annual line testing | Annual line testing |  | UST Currently In Use: 0; UST Temp Close: 0; AST Currently In Use: 0; AST Temp Closed: 0 | 0 | 0 | 9 | 11379-103-004856 | SIBLEY OIL COMPANY
44717 | Permanently Closed | 2019-12-30 | 1994-04-19 | 2023-04-30 | Petroleum | Unleaded gasoline | Unleaded gasoline | Retail | Single Wall, Steel | Steel | Coated & cathodic protection (sti-P3) |  | Double Wall, Fiberglass reinforced plastic |  |  |  | Catchment Basin, Single walled catchment basin | Flow Rest 90% Full | Flow Rest 90% Full |  |  | Continuous Automatic Tank Gauge | Single walled submersible pump containment sump | Automatic flow restrictor (MLLD), Containment Sump | Containment Sump |  |  | Annual line testing | Annual line testing |  | UST Currently In Use: 0; UST Temp Close: 0; AST Currently In Use: 0; AST Temp Closed: 0 | 0 | 0 | 9 | 11379-103-004856 | SIBLEY OIL COMPANY
44718 | Permanently Closed | 2019-12-30 | 1994-04-19 | 2023-01-30 | Petroleum | On road diesel | On road diesel | Retail | Single Wall, Steel | Steel | Coated & cathodic protection (sti-P3) |  | Double Wall, Fiberglass reinforced plastic |  |  |  | Catchment Basin, Single walled catchment basin | Flow Rest 90% Full | Flow Rest 90% Full |  |  | Continuous Automatic Tank Gauge | Single walled submersible pump containment sump | Automatic flow restrictor (MLLD), Containment Sump | Containment Sump |  |  | Annual line testing | Annual line testing |  | UST Currently In Use: 0; UST Temp Close: 0; AST Currently In Use: 0; AST Temp Closed: 0 | 0 | 0 | 9 | 11379-103-004856 | SIBLEY OIL COMPANY
44719 | Permanently Closed | 2019-12-30 | 1994-04-19 | 2023-04-30 | Petroleum | On road diesel | On road diesel | Retail | Single Wall, Steel | Steel | Coated & cathodic protection (sti-P3) |  | Double Wall, Fiberglass reinforced plastic |  |  |  | Catchment Basin, Single walled catchment basin | Flow Rest 90% Full | Flow Rest 90% Full |  |  | Continuous Automatic Tank Gauge | Single walled submersible pump containment sump | Automatic flow restrictor (MLLD), Containment Sump | Containment Sump |  |  | Annual line testing | Annual line testing |  | UST Currently In Use: 0; UST Temp Close: 0; AST Currently In Use: 0; AST Temp Closed: 0 | 0 | 0 | 9 | 11379-103-004856 | SIBLEY OIL COMPANY
44720 | Currently in Use |  | 1994-03-01 |  | Petroleum | Premium gasoline | Premium gasoline | Retail | Fiberglass reinforced plastic, Single Wall | Single Wall |  |  | Double Wall, Flexible |  |  |  | Catchment Basin, Single walled catchment basin | Automatic shutoff device At 95% full | Automatic shutoff device At 95% full |  |  | Statistical Inventory Reconciliation (SIR) |  | Automatic flow restrictor (MLLD), Containment Sump | Containment Sump |  |  | Statistical inventory reconciliation (SIR) | Statistical inventory reconciliation (SIR) |  | UST Currently In Use: 4; UST Temp Close: 0; AST Currently In Use: 0; AST Temp Closed: 0 | 4 | 0 | 3 | 11576-103-004852 | DUTCH OIL COMPANY
44721 | Currently in Use |  | 1994-03-01 |  | Petroleum | Mid-grade gasoline | Mid-grade gasoline | Retail | Fiberglass reinforced plastic, Single Wall | Single Wall |  |  | Double Wall, Flexible |  |  |  | Catchment Basin, Single walled catchment basin | Automatic shutoff device At 95% full | Automatic shutoff device At 95% full |  |  | Statistical Inventory Reconciliation (SIR) |  | Automatic flow restrictor (MLLD), Containment Sump | Containment Sump |  |  | Statistical inventory reconciliation (SIR) | Statistical inventory reconciliation (SIR) |  | UST Currently In Use: 4; UST Temp Close: 0; AST Currently In Use: 0; AST Temp Closed: 0 | 4 | 0 | 3 | 11576-103-004852 | DUTCH OIL COMPANY
44722 | Currently in Use |  | 1994-03-01 |  | Petroleum | Unleaded gasoline | Unleaded gasoline | Retail | Fiberglass reinforced plastic, Single Wall | Single Wall |  |  | Double Wall, Flexible |  |  |  | Catchment Basin, Single walled catchment basin | Automatic shutoff device At 95% full | Automatic shutoff device At 95% full |  |  | Statistical Inventory Reconciliation (SIR) |  | Automatic flow restrictor (MLLD), Containment Sump | Containment Sump |  |  | Statistical inventory reconciliation (SIR) | Statistical inventory reconciliation (SIR) |  | UST Currently In Use: 4; UST Temp Close: 0; AST Currently In Use: 0; AST Temp Closed: 0 | 4 | 0 | 3 | 11576-103-004852 | DUTCH OIL COMPANY
44723 | Currently in Use |  | 1994-03-01 |  | Petroleum | On road diesel | On road diesel | Retail | Fiberglass reinforced plastic, Single Wall | Single Wall |  |  | Double Wall, Flexible |  |  |  | Catchment Basin, Single walled catchment basin | Flow Rest 90% Full | Flow Rest 90% Full |  |  | Statistical Inventory Reconciliation (SIR) |  | Automatic flow restrictor (MLLD), Containment Sump | Containment Sump |  |  | Statistical inventory reconciliation (SIR) | Statistical inventory reconciliation (SIR) |  | UST Currently In Use: 4; UST Temp Close: 0; AST Currently In Use: 0; AST Temp Closed: 0 | 4 | 0 | 3 | 11576-103-004852 | DUTCH OIL COMPANY
44724 | Permanently Closed | 1994-05-01 | 1901-01-01 | 1994-08-19 | Petroleum | Kerosene | Kerosene |  | Steel | Steel |  | Painted or None | Steel |  | 1901-01-01 | [15 empty] | UST Currently In Use: 0; UST Temp Close: 0; AST Currently In Use: 0; AST Temp Closed: 0 | 0 | 0 | 5 | 19114-127-007750 | J L FOWLER
44727 | Currently in Use |  | 1986-05-07 |  | Petroleum | Unleaded gasoline | Unleaded gasoline | Retail | Single Wall, Steel | Steel | Field installed cathodic protection |  | Single Wall, Steel |  |  | Field installed cathodic protection | Catchment Basin, Single walled catchment basin | Automatic shutoff device At 95% full | Automatic shutoff device At 95% full |  |  | Continuous Automatic Tank Gauge | [8 empty] | UST Currently In Use: 4; UST Temp Close: 0; AST Currently In Use: 1; AST Temp Closed: 0 | 4 | 0 | 0 | 25716-115-011729 | 411 PACKAGE INC
44728 | Currently in Use |  | 1993-08-03 |  | Petroleum | On road diesel | On road diesel | Retail | Single Wall, Steel | Steel | Coated & cathodic protection (sti-P3) |  | Fiberglass reinforced plastic, Single Wall |  |  |  | Catchment Basin, Single walled catchment basin | Flow Rest 90% Full | Flow Rest 90% Full |  |  | Automatic Tank Gauge |  | Automatic flow restrictor (MLLD), Containment Sump | Containment Sump |  |  | Annual line testing | Annual line testing |  | UST Currently In Use: 4; UST Temp Close: 0; AST Currently In Use: 0; AST Temp Closed: 0 | 4 | 0 | 0 | 25265-009-003421 | LGWS/CROSS AMERICA PARTNERS
44731 | Temporary Closed | 2012-07-29 | 1992-11-01 |  | Petroleum | Unleaded gasoline | Unleaded gasoline | Retail | Single Wall, Steel | Steel | Coated & cathodic protection (sti-P3) |  | Fiberglass reinforced plastic, Single Wall |  |  |  | Catchment Basin, Single walled catchment basin | Flow Rest 90% Full | Flow Rest 90% Full |  |  | Statistical Inventory Reconciliation (SIR) | [8 empty] | UST Currently In Use: 0; UST Temp Close: 2; AST Currently In Use: 1; AST Temp Closed: 0 | 0 | 2 | 2 | 23833-089-003913 | JAMES E RATLIFF
44732 | Temporary Closed | 2012-07-29 | 1992-11-01 |  | Petroleum | Premium gasoline | Premium gasoline | Retail | Single Wall, Steel | Steel | Coated & cathodic protection (sti-P3) |  | Fiberglass reinforced plastic, Single Wall |  |  |  | Catchment Basin, Single walled catchment basin | Flow Rest 90% Full | Flow Rest 90% Full |  |  | Statistical Inventory Reconciliation (SIR) | [8 empty] | UST Currently In Use: 0; UST Temp Close: 2; AST Currently In Use: 1; AST Temp Closed: 0 | 0 | 2 | 2 | 23833-089-003913 | JAMES E RATLIFF
44733 | Permanently Closed | 2013-04-01 | 1990-01-01 | 2016-03-01 | Petroleum | Used oil | Used oil | Industrial | Fiberglass reinforced plastic, Single Wall | Single Wall |  |  | Fiberglass reinforced plastic, Single Wall, CAST IRON |  | 1901-01-01 |  | Catchment Basin, EXEMPT | Other, EXEMPT | Other |  |  | Manual Tank Gauging (only tanks 1000 gal. or less and 48” or 64” in diameter) | [8 empty] | UST Currently In Use: 0; UST Temp Close: 0; AST Currently In Use: 3; AST Temp Closed: 0 | 0 | 0 | 1 | 23292-059-016914 | PILGRIM'S PRIDE CORPORATION
44734 | Permanently Closed | 1997-01-01 | 1987-10-01 | 2025-05-08 | Petroleum | Unleaded gasoline | Unleaded gasoline | Retail | Single Wall, Steel | Steel | Coated & cathodic protection (sti-P3) |  | Single Wall, Steel |  | 1901-01-01 | None | [14 empty] | UST Currently In Use: 0; UST Temp Close: 0; AST Currently In Use: 0; AST Temp Closed: 0 | 0 | 0 | 3 | 20189-095-017230 | SUE SORTER
44735 | Permanently Closed | 1997-01-01 | 1987-10-01 | 2025-05-08 | Petroleum | Mid-grade gasoline | Mid-grade gasoline | Retail | Single Wall, Steel | Steel | Coated & cathodic protection (sti-P3) |  | Single Wall, Steel |  | 1901-01-01 | None | [14 empty] | UST Currently In Use: 0; UST Temp Close: 0; AST Currently In Use: 0; AST Temp Closed: 0 | 0 | 0 | 3 | 20189-095-017230 | SUE SORTER
44736 | Permanently Closed | 1997-01-01 | 1987-10-01 | 2025-05-08 | Petroleum | Premium gasoline | Premium gasoline | Retail | Single Wall, Steel | Steel | Coated & cathodic protection (sti-P3) |  | Single Wall, Steel |  | 1901-01-01 | None | [14 empty] | UST Currently In Use: 0; UST Temp Close: 0; AST Currently In Use: 0; AST Temp Closed: 0 | 0 | 0 | 3 | 20189-095-017230 | SUE SORTER
44737 | Currently in Use |  | 1994-05-21 |  | Petroleum | Unleaded gasoline | Unleaded gasoline | Retail | Single Wall, Steel, WEST SIDE | Steel | Coated & cathodic protection (sti-P3) |  | Double Wall, Fiberglass reinforced plastic |  |  |  | Catchment Basin, Single walled catchment basin | Flow Rest 90% Full | Flow Rest 90% Full |  |  | Statistical Inventory Reconciliation (SIR) | Single walled submersible pump containment sump | Automatic flow restrictor (MLLD) | Automatic flow restrictor (MLLD) |  |  | Annual line testing, Statistical inventory reconciliation (SIR) | Statistical inventory reconciliation (SIR) |  | UST Currently In Use: 2; UST Temp Close: 0; AST Currently In Use: 0; AST Temp Closed: 0 | 2 | 0 | 0 | 19620-103-017231 | WALLY WORLD MINI MARTS
44738 | Currently in Use |  | 1994-05-21 |  | Petroleum | Unleaded gasoline | Unleaded gasoline | Retail | Single Wall, Steel, EAST SIDE | Steel | Coated & cathodic protection (sti-P3) |  | Double Wall, Fiberglass reinforced plastic |  |  |  | Catchment Basin, Single walled catchment basin | Flow Rest 90% Full | Flow Rest 90% Full |  |  | Statistical Inventory Reconciliation (SIR) | Single walled submersible pump containment sump | Automatic flow restrictor (MLLD) | Automatic flow restrictor (MLLD) |  |  | Annual line testing | Annual line testing |  | UST Currently In Use: 2; UST Temp Close: 0; AST Currently In Use: 0; AST Temp Closed: 0 | 2 | 0 | 0 | 19620-103-017231 | WALLY WORLD MINI MARTS
44739 | Permanently Closed | 2009-10-03 | 1988-09-18 | 2011-10-03 | Petroleum | Unleaded gasoline | Unleaded gasoline | Industrial | Steel | Steel | Coated & cathodic protection (sti-P3) |  | Fiberglass reinforced plastic |  |  |  | Catchment Basin, Single walled catchment basin | Flow Rest 90% Full | Flow Rest 90% Full |  |  | Continuous Automatic Tank Gauge | [8 empty] | UST Currently In Use: 0; UST Temp Close: 0; AST Currently In Use: 0; AST Temp Closed: 0 | 0 | 0 | 4 | 22510-003-001138 | THOMPSON PROPERTIES LLC
44740 | Currently in Use |  | 1990-08-22 |  | Petroleum | On road diesel | On road diesel | Retail | Fiberglass reinforced plastic, Single Wall | Single Wall |  |  | Double Wall, Fiberglass reinforced plastic |  |  |  | Catchment Basin, Single walled catchment basin | Flow Rest 90% Full | Flow Rest 90% Full |  |  | Automatic Tank Gauge | Single walled submersible pump containment sump | Automatic flow restrictor (MLLD), Containment Sump | Containment Sump |  |  | Annual line testing | Annual line testing |  | UST Currently In Use: 4; UST Temp Close: 0; AST Currently In Use: 0; AST Temp Closed: 0 | 4 | 0 | 5 | 25566-059-009683 | MOUNTAIN EXPRESS OIL CO
44741 | Currently in Use |  | 1990-08-22 |  | Petroleum | Premium gasoline | Premium gasoline | Retail | Fiberglass reinforced plastic, Single Wall | Single Wall |  |  | Double Wall, Fiberglass reinforced plastic |  |  |  | Catchment Basin, Single walled catchment basin | Flow Rest 90% Full | Flow Rest 90% Full |  |  | Automatic Tank Gauge | Single walled submersible pump containment sump | Automatic flow restrictor (MLLD), Containment Sump | Containment Sump |  |  | Annual line testing | Annual line testing |  | UST Currently In Use: 4; UST Temp Close: 0; AST Currently In Use: 0; AST Temp Closed: 0 | 4 | 0 | 5 | 25566-059-009683 | MOUNTAIN EXPRESS OIL CO
44742 | Currently in Use |  | 1990-08-22 |  | Petroleum | Unleaded gasoline | Unleaded gasoline | Retail | Fiberglass reinforced plastic, Single Wall | Single Wall |  |  | Double Wall, Fiberglass reinforced plastic |  |  |  | Catchment Basin, Single walled catchment basin | Flow Rest 90% Full | Flow Rest 90% Full |  |  | Automatic Tank Gauge | Single walled submersible pump containment sump | Automatic flow restrictor (MLLD), Containment Sump | Containment Sump |  |  | Annual line testing | Annual line testing |  | UST Currently In Use: 4; UST Temp Close: 0; AST Currently In Use: 0; AST Temp Closed: 0 | 4 | 0 | 5 | 25566-059-009683 | MOUNTAIN EXPRESS OIL CO
44743 | Currently in Use |  | 1990-08-22 |  | Petroleum | On road diesel | On road diesel | Retail | Fiberglass reinforced plastic, Single Wall | Single Wall |  |  | Double Wall, Fiberglass reinforced plastic |  |  |  | Catchment Basin, Single walled catchment basin | Flow Rest 90% Full | Flow Rest 90% Full |  |  | Automatic Tank Gauge | Single walled submersible pump containment sump | Automatic flow restrictor (MLLD), Containment Sump | Containment Sump |  |  | Annual line testing | Annual line testing |  | UST Currently In Use: 4; UST Temp Close: 0; AST Currently In Use: 0; AST Temp Closed: 0 | 4 | 0 | 5 | 25566-059-009683 | MOUNTAIN EXPRESS OIL CO
44744 | Temporary Closed | 2018-11-01 | 1981-06-12 |  | Petroleum | On road diesel | On road diesel | Retail | Single Wall, Steel | Steel | Field installed cathodic protection |  | Single Wall, Steel |  |  | Field installed cathodic protection | Catchment Basin, Single walled catchment basin | Automatic shutoff device At 95% full | Automatic shutoff device At 95% full |  |  | Statistical Inventory Reconciliation (SIR) | [8 empty] | UST Currently In Use: 0; UST Temp Close: 4; AST Currently In Use: 0; AST Temp Closed: 0 | 0 | 4 | 3 | 25244-059-009686 | MEX NORTH ALABAMA, LLC.
44745 | Temporary Closed | 2018-11-01 | 1981-06-12 |  | Petroleum | Unleaded gasoline | Unleaded gasoline | Retail | Single Wall, Steel | Steel | Field installed cathodic protection |  | Single Wall, Steel |  |  | Field installed cathodic protection | Catchment Basin, Single walled catchment basin | Automatic shutoff device At 95% full | Automatic shutoff device At 95% full |  |  | Statistical Inventory Reconciliation (SIR) | [8 empty] | UST Currently In Use: 0; UST Temp Close: 4; AST Currently In Use: 0; AST Temp Closed: 0 | 0 | 4 | 3 | 25244-059-009686 | MEX NORTH ALABAMA, LLC.
44746 | Temporary Closed | 2018-11-01 | 1981-06-12 |  | Petroleum | Unleaded gasoline | Unleaded gasoline | Retail | Single Wall, Steel | Steel | Field installed cathodic protection |  | Single Wall, Steel |  |  | Field installed cathodic protection | Catchment Basin, Single walled catchment basin | Automatic shutoff device At 95% full | Automatic shutoff device At 95% full |  |  | Statistical Inventory Reconciliation (SIR) | [8 empty] | UST Currently In Use: 0; UST Temp Close: 4; AST Currently In Use: 0; AST Temp Closed: 0 | 0 | 4 | 3 | 25244-059-009686 | MEX NORTH ALABAMA, LLC.
44747 | Temporary Closed | 2018-11-01 | 1981-06-12 |  | Petroleum | On road diesel | On road diesel | Retail | Single Wall, Steel | Steel | Field installed cathodic protection |  | Single Wall, Steel |  |  | Field installed cathodic protection | Catchment Basin, Single walled catchment basin | Automatic shutoff device At 95% full | Automatic shutoff device At 95% full |  |  | Statistical Inventory Reconciliation (SIR) | Direct Bury submersible pump | Automatic flow restrictor (MLLD) | Automatic flow restrictor (MLLD) |  |  | Statistical inventory reconciliation (SIR) | Statistical inventory reconciliation (SIR) |  | UST Currently In Use: 0; UST Temp Close: 4; AST Currently In Use: 0; AST Temp Closed: 0 | 0 | 4 | 3 | 25244-059-009686 | MEX NORTH ALABAMA, LLC.
44748 | Temporary Closed | 2005-11-30 | 1993-08-01 |  | Petroleum | Unleaded gasoline | Unleaded gasoline | Retail | Fiberglass reinforced plastic | Fiberglass reinforced plastic |  |  | Fiberglass reinforced plastic |  | 1901-01-01 |  | Catchment Basin, Single walled catchment basin | Automatic shutoff device At 95% full, Flow Rest 90% Full | Flow Rest 90% Full | [11 empty] | UST Currently In Use: 0; UST Temp Close: 3; AST Currently In Use: 0; AST Temp Closed: 0 | 0 | 3 | 3 | 19621-117-003497 | BILLY SMITH
44749 | Temporary Closed | 2005-11-30 | 1993-08-01 |  | Petroleum | Unleaded gasoline | Unleaded gasoline | Retail | Fiberglass reinforced plastic | Fiberglass reinforced plastic |  |  | Fiberglass reinforced plastic |  | 1901-01-01 |  | Catchment Basin, Single walled catchment basin | Automatic shutoff device At 95% full, Flow Rest 90% Full | Flow Rest 90% Full | [11 empty] | UST Currently In Use: 0; UST Temp Close: 3; AST Currently In Use: 0; AST Temp Closed: 0 | 0 | 3 | 3 | 19621-117-003497 | BILLY SMITH
44750 | Temporary Closed | 2005-11-30 | 1993-08-01 |  | Petroleum | Premium gasoline | Premium gasoline | Retail | Fiberglass reinforced plastic | Fiberglass reinforced plastic |  |  | Fiberglass reinforced plastic |  | 1901-01-01 |  | Catchment Basin, Single walled catchment basin | Automatic shutoff device At 95% full, Flow Rest 90% Full | Flow Rest 90% Full | [11 empty] | UST Currently In Use: 0; UST Temp Close: 3; AST Currently In Use: 0; AST Temp Closed: 0 | 0 | 3 | 3 | 19621-117-003497 | BILLY SMITH
44751 | Permanently Closed | 2005-09-14 | 1992-01-01 | 2006-01-20 | Petroleum | Unleaded gasoline | Unleaded gasoline | Retail | Steel | Steel | Coated & cathodic protection (sti-P3) |  | Fiberglass reinforced plastic |  | 1901-01-01 |  | Catchment Basin, Single walled catchment basin | Flow Rest 90% Full | Flow Rest 90% Full |  |  | Statistical Inventory Reconciliation (SIR) | [8 empty] | UST Currently In Use: 0; UST Temp Close: 0; AST Currently In Use: 0; AST Temp Closed: 0 | 0 | 0 | 6 | 17132-071-000210 | W AND E LAND COMPANY INC
44752 | Permanently Closed | 2005-09-14 | 1992-01-01 | 2006-01-20 | Petroleum | Mid-grade gasoline | Mid-grade gasoline | Retail | Steel | Steel | Coated & cathodic protection (sti-P3) |  | Fiberglass reinforced plastic |  | 1901-01-01 |  | Catchment Basin, Single walled catchment basin | Flow Rest 90% Full | Flow Rest 90% Full |  |  | Statistical Inventory Reconciliation (SIR) | [8 empty] | UST Currently In Use: 0; UST Temp Close: 0; AST Currently In Use: 0; AST Temp Closed: 0 | 0 | 0 | 6 | 17132-071-000210 | W AND E LAND COMPANY INC
44753 | Currently in Use |  | 1993-10-15 |  | Petroleum | Unleaded gasoline | Unleaded gasoline | Retail | Single Wall, Steel, 10R/6P | Steel | Coated & cathodic protection (sti-P3) |  | Double Wall, Fiberglass reinforced plastic |  |  |  | Catchment Basin, Single walled catchment basin | Flow Rest 90% Full | Flow Rest 90% Full |  |  | Automatic Tank Gauge |  | Automatic flow restrictor (MLLD), Containment Sump | Containment Sump | Interstitial Monitoring within Secondary Containment |  | Annual line testing, Continuous alarm system | Continuous alarm system |  | UST Currently In Use: 3; UST Temp Close: 0; AST Currently In Use: 0; AST Temp Closed: 0 | 3 | 0 | 0 | 24276-111-017233 | HARESHCHANDRA PATEL
44754 | Currently in Use |  | 1994-04-29 |  | Petroleum | Unleaded gasoline | Unleaded gasoline | Industrial | Steel | Steel | Coated & cathodic protection (sti-P3) |  | Fiberglass reinforced plastic |  |  |  | Catchment Basin, Single walled catchment basin | Flow Rest 90% Full | Flow Rest 90% Full |  |  | Statistical Inventory Reconciliation (SIR) |  | Automatic flow restrictor (MLLD), Containment Sump | Containment Sump |  |  | Statistical inventory reconciliation (SIR) | Statistical inventory reconciliation (SIR) |  | UST Currently In Use: 1; UST Temp Close: 0; AST Currently In Use: 0; AST Temp Closed: 0 | 1 | 0 | 0 | 19622-101-017232 | BUILDERS SUPPLY COMPANY
44755 | Permanently Closed | 1998-09-20 | 1976-07-01 | 1999-09-20 | Petroleum | Used oil | Used oil | Bulk facility | Steel | Steel |  | Painted or None | Steel |  | 1901-01-01 |  | Other, EXEMPT | Other, EXEMPT | Other |  |  | Manual Tank Gauging (only tanks 1000 gal. or less and 48” or 64” in diameter) | [8 empty] | UST Currently In Use: 0; UST Temp Close: 0; AST Currently In Use: 0; AST Temp Closed: 0 | 0 | 0 | 1 | 19623-069-017234 | DOTHAN NISSAN INC
44756 | Currently in Use |  | 1994-02-27 |  | Petroleum | Unleaded gasoline | Unleaded gasoline | Retail | Fiberglass coated steel | Fiberglass coated steel |  |  | Flexible |  | 1901-01-01 |  | Catchment Basin, Single walled catchment basin | Automatic shutoff device At 95% full | Automatic shutoff device At 95% full |  |  | Continuous Automatic Tank Gauge |  | Automatic shutoff device (AELLD), Containment Sump | Containment Sump | [5 empty] | UST Currently In Use: 3; UST Temp Close: 0; AST Currently In Use: 0; AST Temp Closed: 0 | 3 | 0 | 8 | 13364-011-005901 | MCKENZIE OIL COMPANY, INC.
44757 | Currently in Use |  | 1994-02-27 |  | Petroleum | On road diesel | On road diesel | Retail | Fiberglass coated steel | Fiberglass coated steel |  |  | Flexible |  | 1901-01-01 |  | Catchment Basin, Single walled catchment basin | Automatic shutoff device At 95% full | Automatic shutoff device At 95% full |  |  | Continuous Automatic Tank Gauge |  | Containment Sump | Containment Sump | [5 empty] | UST Currently In Use: 3; UST Temp Close: 0; AST Currently In Use: 0; AST Temp Closed: 0 | 3 | 0 | 8 | 13364-011-005901 | MCKENZIE OIL COMPANY, INC.
44758 | Permanently Closed | 1998-10-01 | 1988-02-19 | 1998-10-01 | Petroleum | Unleaded gasoline | Unleaded gasoline | Bulk facility | Steel | Steel |  |  |  |  | 1901-01-01 | [12 empty] | Annual line testing | Annual line testing |  | UST Currently In Use: 0; UST Temp Close: 0; AST Currently In Use: 1; AST Temp Closed: 0 | 0 | 0 | 1 | 24158-101-017235 | ENTERPRISE LEASING CO - SO CNTRL LLC
44759 | Permanently Closed | 1994-10-01 | 1987-10-01 | 1994-10-17 | Petroleum | Unleaded gasoline | Unleaded gasoline | Industrial | Steel | Steel |  | Painted or None | Steel |  | 1901-01-01 | None | [14 empty] | UST Currently In Use: 0; UST Temp Close: 0; AST Currently In Use: 0; AST Temp Closed: 0 | 0 | 0 | 1 | 19625-049-017237 | BUILDERS SUPPLY COMPANY INC
44760 | Currently in Use |  | 1994-05-06 |  | Petroleum | Unleaded gasoline | Unleaded gasoline | Local government | Double Wall, Fiberglass reinforced plastic | Fiberglass reinforced plastic |  |  | Fiberglass reinforced plastic, Single Wall |  | 1901-01-01 |  | Catchment Basin, Single walled catchment basin | Automatic shutoff device At 95% full | Automatic shutoff device At 95% full | Interstitial Monitoring within Secondary Containment | SENSOR TO ATG | [9 empty] | UST Currently In Use: 2; UST Temp Close: 0; AST Currently In Use: 0; AST Temp Closed: 0 | 2 | 0 | 3 | 10994-073-004180 | CITY OF BIRMINGHAM
44761 | Currently in Use |  | 1994-05-06 |  | Petroleum | On road diesel | On road diesel | Local government | Double Wall, Fiberglass reinforced plastic | Fiberglass reinforced plastic |  |  | Fiberglass reinforced plastic, Single Wall |  | 1901-01-01 |  | Catchment Basin, Single walled catchment basin | Automatic shutoff device At 95% full | Automatic shutoff device At 95% full | Interstitial Monitoring within Secondary Containment | SENSOR TO ATG | [9 empty] | UST Currently In Use: 2; UST Temp Close: 0; AST Currently In Use: 0; AST Temp Closed: 0 | 2 | 0 | 3 | 10994-073-004180 | CITY OF BIRMINGHAM
44762 | Currently in Use |  | 1989-12-09 |  | Petroleum | On road diesel | On road diesel | Retail | Steel | Steel | Coated & cathodic protection (sti-P3) |  | Fiberglass reinforced plastic |  |  |  | Catchment Basin, Single walled catchment basin | Automatic shutoff device At 95% full | Automatic shutoff device At 95% full |  |  | Statistical Inventory Reconciliation (SIR) |  | Automatic flow restrictor (MLLD) | Automatic flow restrictor (MLLD) |  |  | Statistical inventory reconciliation (SIR) | Statistical inventory reconciliation (SIR) |  | UST Currently In Use: 4; UST Temp Close: 0; AST Currently In Use: 0; AST Temp Closed: 0 | 4 | 0 | 0 | 25811-047-008983 | HENIL 2020 INC
44763 | Currently in Use |  | 1994-03-24 |  | Petroleum | Unleaded gasoline | Unleaded gasoline | Retail | Single Wall, Steel | Steel | Coated & cathodic protection (sti-P3) |  | Double Wall, Fiberglass reinforced plastic |  |  | Other, FLXS ISOLA | Catchment Basin, Single walled catchment basin | Automatic shutoff device At 95% full | Automatic shutoff device At 95% full |  |  | Automatic Tank Gauge, Statistical Inventory Reconciliation (SIR) |  | Automatic flow restrictor (MLLD), Containment Sump | Containment Sump |  |  | Annual line testing, Statistical inventory reconciliation (SIR) | Statistical inventory reconciliation (SIR) |  | UST Currently In Use: 3; UST Temp Close: 0; AST Currently In Use: 0; AST Temp Closed: 0 | 3 | 0 | 3 | 13284-089-003457 | H.L. MARTIN DISTRIBUTING CO.
44764 | Currently in Use |  | 1994-03-24 |  | Petroleum | On road diesel | On road diesel | Retail | Single Wall, Steel | Steel | Coated & cathodic protection (sti-P3) |  | Double Wall, Fiberglass reinforced plastic |  |  | Other, FLXS ISOLA | Catchment Basin, Single walled catchment basin | Automatic shutoff device At 95% full | Automatic shutoff device At 95% full |  |  | Automatic Tank Gauge, Statistical Inventory Reconciliation (SIR) |  | Automatic flow restrictor (MLLD), Containment Sump | Containment Sump |  |  | Annual line testing, Statistical inventory reconciliation (SIR) | Statistical inventory reconciliation (SIR) |  | UST Currently In Use: 3; UST Temp Close: 0; AST Currently In Use: 0; AST Temp Closed: 0 | 3 | 0 | 3 | 13284-089-003457 | H.L. MARTIN DISTRIBUTING CO.
44765 | Currently in Use |  | 1994-03-24 |  | Petroleum | Premium gasoline | Premium gasoline | Retail | Single Wall, Steel | Steel | Coated & cathodic protection (sti-P3) |  | Double Wall, Fiberglass reinforced plastic |  |  | Other, FLXS ISOLA | Catchment Basin, Single walled catchment basin | Automatic shutoff device At 95% full | Automatic shutoff device At 95% full |  |  | Automatic Tank Gauge, Statistical Inventory Reconciliation (SIR) |  | Automatic flow restrictor (MLLD), Containment Sump | Containment Sump |  |  | Annual line testing, Statistical inventory reconciliation (SIR) | Statistical inventory reconciliation (SIR) |  | UST Currently In Use: 3; UST Temp Close: 0; AST Currently In Use: 0; AST Temp Closed: 0 | 3 | 0 | 3 | 13284-089-003457 | H.L. MARTIN DISTRIBUTING CO.
44766 | Currently in Use |  | 1994-04-06 |  | Petroleum | Unleaded gasoline | Unleaded gasoline | Retail | Steel | Steel | Coated & cathodic protection (sti-P3) |  | Fiberglass reinforced plastic |  | 1901-01-01 |  | Catchment Basin, Single walled catchment basin | Automatic shutoff device At 95% full | Automatic shutoff device At 95% full |  | SENSOR TO ATG | Continuous Automatic Tank Gauge, Statistical Inventory Reconciliation (SIR) |  | Automatic flow restrictor (MLLD), Containment Sump | Containment Sump |  | SENSOR TO ATG | Annual line testing, Continuous alarm system, Statistical inventory reconciliation (SIR) | Statistical inventory reconciliation (SIR) |  | UST Currently In Use: 2; UST Temp Close: 1; AST Currently In Use: 0; AST Temp Closed: 0 | 2 | 1 | 3 | 25265-097-005663 | LGWS/Cross America Partners
44767 | Temporary Closed | 2011-07-01 | 1994-04-06 |  | Petroleum | Premium gasoline | Premium gasoline | Retail | Steel | Steel | Coated & cathodic protection (sti-P3) |  | Fiberglass reinforced plastic |  | 1901-01-01 |  | Catchment Basin, Single walled catchment basin | Flow Rest 90% Full | Flow Rest 90% Full |  |  | Continuous Automatic Tank Gauge, Statistical Inventory Reconciliation (SIR) |  | Automatic flow restrictor (MLLD) | Automatic flow restrictor (MLLD) |  |  | Annual line testing, Continuous alarm system, Statistical inventory reconciliation (SIR) | Statistical inventory reconciliation (SIR) |  | UST Currently In Use: 2; UST Temp Close: 1; AST Currently In Use: 0; AST Temp Closed: 0 | 2 | 1 | 3 | 25265-097-005663 | LGWS/Cross America Partners
44768 | Currently in Use |  | 1994-04-06 |  | Petroleum | Premium gasoline | Premium gasoline | Retail | Steel | Steel | Coated & cathodic protection (sti-P3) |  | Fiberglass reinforced plastic |  | 1901-01-01 |  | Catchment Basin, Single walled catchment basin | Automatic shutoff device At 95% full | Automatic shutoff device At 95% full |  |  | Continuous Automatic Tank Gauge, Statistical Inventory Reconciliation (SIR) |  | Automatic flow restrictor (MLLD), Containment Sump | Containment Sump |  | SENSOR TO ATG | Annual line testing, Continuous alarm system, Statistical inventory reconciliation (SIR) | Statistical inventory reconciliation (SIR) |  | UST Currently In Use: 2; UST Temp Close: 1; AST Currently In Use: 0; AST Temp Closed: 0 | 2 | 1 | 3 | 25265-097-005663 | LGWS/Cross America Partners
44769 | Permanently Closed | 1997-04-23 | 1974-01-01 | 1997-04-23 | Petroleum | Unleaded gasoline | Unleaded gasoline | Industrial | [6 empty] | 1901-01-01 | [15 empty] | UST Currently In Use: 0; UST Temp Close: 0; AST Currently In Use: 1; AST Temp Closed: 0 | 0 | 0 | 1 | 19626-015-017240 | INDIAN OAKS COLF CLUB INC
44770 | Cannot Locate or abandoned | 2001-09-19 | 1994-06-21 |  | Petroleum | Unleaded gasoline | Unleaded gasoline | Retail | Steel | Steel | Coated & cathodic protection (sti-P3) |  | Fiberglass reinforced plastic |  | 1901-01-01 |  | Catchment Basin, Single walled catchment basin | Flow Rest 90% Full | Flow Rest 90% Full |  |  | Statistical Inventory Reconciliation (SIR) | [8 empty] | UST Currently In Use: 0; UST Temp Close: 0; AST Currently In Use: 1; AST Temp Closed: 0 | 0 | 0 | 0 | 19627-049-017241 | STOVERS GROCERY
44771 | Cannot Locate or abandoned | 2001-09-19 | 1994-06-21 |  | Petroleum | Unleaded gasoline | Unleaded gasoline | Retail | Steel | Steel | Coated & cathodic protection (sti-P3) |  | Fiberglass reinforced plastic |  | 1901-01-01 |  | Catchment Basin, Single walled catchment basin | Flow Rest 90% Full | Flow Rest 90% Full |  |  | Statistical Inventory Reconciliation (SIR) | [8 empty] | UST Currently In Use: 0; UST Temp Close: 0; AST Currently In Use: 1; AST Temp Closed: 0 | 0 | 0 | 0 | 19627-049-017241 | STOVERS GROCERY
44772 | Temporary Closed | 2002-10-01 | 1994-05-24 |  | Petroleum | Unleaded gasoline | Unleaded gasoline | Retail | Steel | Steel | Coated & cathodic protection (sti-P3) |  | Fiberglass reinforced plastic |  | 1901-01-01 | None | Catchment Basin, Single walled catchment basin | Automatic shutoff device At 95% full, Flow Rest 90% Full | Flow Rest 90% Full |  |  |  |  | Automatic flow restrictor (MLLD) | Automatic flow restrictor (MLLD) | [5 empty] | UST Currently In Use: 0; UST Temp Close: 4; AST Currently In Use: 0; AST Temp Closed: 0 | 0 | 4 | 0 | 21214-127-017242 | CHARLES BLACK
44773 | Temporary Closed | 2002-10-01 | 1994-05-24 |  | Petroleum | Mid-grade gasoline | Mid-grade gasoline | Retail | Steel | Steel | Coated & cathodic protection (sti-P3) |  | Fiberglass reinforced plastic |  | 1901-01-01 | None | Catchment Basin, Single walled catchment basin | Automatic shutoff device At 95% full, Flow Rest 90% Full | Flow Rest 90% Full |  |  |  |  | Automatic flow restrictor (MLLD) | Automatic flow restrictor (MLLD) | [5 empty] | UST Currently In Use: 0; UST Temp Close: 4; AST Currently In Use: 0; AST Temp Closed: 0 | 0 | 4 | 0 | 21214-127-017242 | CHARLES BLACK
44774 | Temporary Closed | 2002-10-01 | 1994-05-24 |  | Petroleum | Premium gasoline | Premium gasoline | Retail | Steel | Steel | Coated & cathodic protection (sti-P3) |  | Fiberglass reinforced plastic |  | 1901-01-01 | None | Catchment Basin, Single walled catchment basin | Automatic shutoff device At 95% full | Automatic shutoff device At 95% full |  |  |  |  | Automatic flow restrictor (MLLD) | Automatic flow restrictor (MLLD) | [5 empty] | UST Currently In Use: 0; UST Temp Close: 4; AST Currently In Use: 0; AST Temp Closed: 0 | 0 | 4 | 0 | 21214-127-017242 | CHARLES BLACK
44775 | Temporary Closed | 2002-10-01 | 1994-05-24 |  | Petroleum | On road diesel | On road diesel | Retail | Steel | Steel | Coated & cathodic protection (sti-P3) |  | Fiberglass reinforced plastic |  | 1901-01-01 | None | Catchment Basin, Single walled catchment basin | Automatic shutoff device At 95% full | Automatic shutoff device At 95% full |  |  |  |  | Automatic flow restrictor (MLLD) | Automatic flow restrictor (MLLD) | [5 empty] | UST Currently In Use: 0; UST Temp Close: 4; AST Currently In Use: 0; AST Temp Closed: 0 | 0 | 4 | 0 | 21214-127-017242 | CHARLES BLACK
44776 | Currently in Use |  | 1994-04-15 |  | Petroleum | Unleaded gasoline | Unleaded gasoline | Retail | Fiberglass reinforced plastic | Fiberglass reinforced plastic |  |  | Double Wall, Fiberglass reinforced plastic |  | 1901-01-01 |  | Catchment Basin, Single walled catchment basin | Flow Rest 90% Full | Flow Rest 90% Full |  |  | Automatic Tank Gauge |  | Automatic flow restrictor (MLLD) | Automatic flow restrictor (MLLD) |  |  | Annual line testing | Annual line testing |  | UST Currently In Use: 4; UST Temp Close: 0; AST Currently In Use: 0; AST Temp Closed: 0 | 4 | 0 | 0 | 19629-089-017243 | WINLAND DEVELOPMENT CAMPBELL & SONS
44777 | Currently in Use |  | 1994-04-15 |  | Petroleum | Premium gasoline | Premium gasoline | Retail | Fiberglass reinforced plastic | Fiberglass reinforced plastic |  |  | Double Wall, Fiberglass reinforced plastic |  | 1901-01-01 |  | Catchment Basin, Single walled catchment basin | Flow Rest 90% Full | Flow Rest 90% Full |  |  | Automatic Tank Gauge |  | Automatic flow restrictor (MLLD) | Automatic flow restrictor (MLLD) |  |  | Annual line testing | Annual line testing |  | UST Currently In Use: 4; UST Temp Close: 0; AST Currently In Use: 0; AST Temp Closed: 0 | 4 | 0 | 0 | 19629-089-017243 | WINLAND DEVELOPMENT CAMPBELL & SONS
44778 | Currently in Use |  | 1994-04-15 |  | Petroleum | On road diesel | On road diesel | Retail | Fiberglass reinforced plastic | Fiberglass reinforced plastic |  |  | Double Wall, Fiberglass reinforced plastic |  | 1901-01-01 |  | Catchment Basin, Single walled catchment basin | Flow Rest 90% Full | Flow Rest 90% Full |  |  | Automatic Tank Gauge |  | Automatic flow restrictor (MLLD) | Automatic flow restrictor (MLLD) |  |  | Annual line testing | Annual line testing |  | UST Currently In Use: 4; UST Temp Close: 0; AST Currently In Use: 0; AST Temp Closed: 0 | 4 | 0 | 0 | 19629-089-017243 | WINLAND DEVELOPMENT CAMPBELL & SONS
44779 | Currently in Use |  | 1994-04-15 |  | Petroleum | Kerosene | Kerosene | Retail | Fiberglass reinforced plastic | Fiberglass reinforced plastic |  |  | Fiberglass reinforced plastic, Single Wall |  | 1901-01-01 |  | Catchment Basin, Single walled catchment basin | Automatic shutoff device At 95% full, Flow Rest 90% Full | Flow Rest 90% Full |  |  | Automatic Tank Gauge | [8 empty] | UST Currently In Use: 4; UST Temp Close: 0; AST Currently In Use: 0; AST Temp Closed: 0 | 4 | 0 | 0 | 19629-089-017243 | WINLAND DEVELOPMENT CAMPBELL & SONS
44780 | Currently in Use |  | 1994-06-01 |  | Petroleum | Unleaded gasoline | Unleaded gasoline | Retail | Single Wall, Steel | Steel | Coated & cathodic protection (sti-P3) |  | Double Wall, Steel, FRP COATED |  |  | Other, FLXS ISOLA | Catchment Basin, Single walled catchment basin | Automatic shutoff device At 95% full | Automatic shutoff device At 95% full |  |  | Continuous Automatic Tank Gauge | Single walled submersible pump containment sump | Automatic shutoff device (AELLD), Containment Sump | Containment Sump | Interstitial Monitoring within Secondary Containment |  | Continuous alarm system | Continuous alarm system |  | UST Currently In Use: 2; UST Temp Close: 0; AST Currently In Use: 0; AST Temp Closed: 0 | 2 | 0 | 0 | 15420-077-017247 | MAPCO EXPRESS, LLC
44781 | Currently in Use |  | 1994-06-01 |  | Petroleum | Premium gasoline | Premium gasoline | Retail | Single Wall, Steel | Steel | Coated & cathodic protection (sti-P3) |  | Double Wall, Steel, FRP COATED |  |  | Other, FLXS ISOLA | Catchment Basin, Single walled catchment basin | Automatic shutoff device At 95% full | Automatic shutoff device At 95% full |  |  | Continuous Automatic Tank Gauge | Single walled submersible pump containment sump | Automatic shutoff device (AELLD) | Automatic shutoff device (AELLD) |  |  | Automatic electronic line leak detector (AELLD) | Automatic electronic line leak detector (AELLD) |  | UST Currently In Use: 2; UST Temp Close: 0; AST Currently In Use: 0; AST Temp Closed: 0 | 2 | 0 | 0 | 15420-077-017247 | MAPCO EXPRESS, LLC
44782 | Permanently Closed | 1995-01-16 | 1984-04-01 | 1995-01-06 | Petroleum | Unleaded gasoline | Unleaded gasoline | Bulk facility | Steel | Steel |  |  | Steel |  | 1901-01-01 | Field installed cathodic protection | [14 empty] | UST Currently In Use: 0; UST Temp Close: 0; AST Currently In Use: 0; AST Temp Closed: 0 | 0 | 0 | 1 | 19631-089-017248 | A-1 EQUIPMENT RENTAL
44783 | Temporary Closed | 1999-08-09 | 1994-06-20 |  | Petroleum | Unleaded gasoline | Unleaded gasoline | Retail | Steel | Steel | Coated & cathodic protection (sti-P3) |  | Fiberglass reinforced plastic |  |  |  | Catchment Basin, Single walled catchment basin | Flow Rest 90% Full | Flow Rest 90% Full | [11 empty] | UST Currently In Use: 0; UST Temp Close: 1; AST Currently In Use: 0; AST Temp Closed: 0 | 0 | 1 | 0 | 24619-005-017249 | JONATHAN MASON EVANS
44784 | Temporary Closed | 2015-03-01 | 1994-03-03 |  | Petroleum | Unleaded gasoline | Unleaded gasoline | Retail | Steel | Steel | Coated & cathodic protection (sti-P3) |  | Fiberglass reinforced plastic |  | 1901-01-01 |  | Catchment Basin, Single walled catchment basin | Audible high level alarm At 90% full, Flow Rest 90% Full | Flow Rest 90% Full |  |  | Automatic Tank Gauge |  | Automatic flow restrictor (MLLD) | Automatic flow restrictor (MLLD) |  |  | Annual line testing, Continuous alarm system | Continuous alarm system |  | UST Currently In Use: 0; UST Temp Close: 2; AST Currently In Use: 0; AST Temp Closed: 0 | 0 | 2 | 3 | 23906-045-012981 | KATHY'S KOUNTRY KORNER
44785 | Temporary Closed | 2015-03-01 | 1994-03-03 |  | Petroleum | Unleaded gasoline | Unleaded gasoline | Retail | Steel | Steel | Coated & cathodic protection (sti-P3) |  | Fiberglass reinforced plastic |  | 1901-01-01 |  | Catchment Basin, Single walled catchment basin | Audible high level alarm At 90% full, Flow Rest 90% Full | Flow Rest 90% Full |  |  | Automatic Tank Gauge |  | Automatic flow restrictor (MLLD) | Automatic flow restrictor (MLLD) |  |  | Annual line testing, Continuous alarm system | Continuous alarm system |  | UST Currently In Use: 0; UST Temp Close: 2; AST Currently In Use: 0; AST Temp Closed: 0 | 0 | 2 | 3 | 23906-045-012981 | KATHY'S KOUNTRY KORNER
44786 | Permanently Closed | 1994-04-05 | 1992-06-30 | 1996-04-05 | Petroleum | Unleaded gasoline | Unleaded gasoline | Retail | Steel | Steel | Coated & cathodic protection (sti-P3) |  | Fiberglass reinforced plastic |  | 1901-01-01 |  | Catchment Basin, Single walled catchment basin | Flow Rest 90% Full | Flow Rest 90% Full |  |  | Statistical Inventory Reconciliation (SIR) | [8 empty] | UST Currently In Use: 0; UST Temp Close: 0; AST Currently In Use: 0; AST Temp Closed: 0 | 0 | 0 | 1 | 19635-095-017250 | TERRY STOVER
44787 | Currently in Use |  | 1994-06-01 |  | Petroleum | Unleaded gasoline | Unleaded gasoline | Retail | Steel | Steel | Coated & cathodic protection (sti-P3) |  | Flexible, POLY-TEC |  |  |  | Catchment Basin, Single walled catchment basin | Automatic shutoff device At 95% full | Automatic shutoff device At 95% full |  |  | Continuous Automatic Tank Gauge |  | Automatic shutoff device (AELLD), Containment Sump | Containment Sump | [5 empty] | UST Currently In Use: 4; UST Temp Close: 0; AST Currently In Use: 0; AST Temp Closed: 0 | 4 | 0 | 0 | 13364-005-017251 | MCKENZIE OIL COMPANY, INC.
44788 | Currently in Use |  | 1994-06-01 |  | Petroleum | Premium gasoline | Premium gasoline | Retail | Steel | Steel | Coated & cathodic protection (sti-P3) |  | Flexible, POLY-TEC |  |  |  | Catchment Basin, Single walled catchment basin | Automatic shutoff device At 95% full | Automatic shutoff device At 95% full |  |  | Continuous Automatic Tank Gauge |  | Automatic shutoff device (AELLD), Containment Sump | Containment Sump | [5 empty] | UST Currently In Use: 4; UST Temp Close: 0; AST Currently In Use: 0; AST Temp Closed: 0 | 4 | 0 | 0 | 13364-005-017251 | MCKENZIE OIL COMPANY, INC.
44789 | Currently in Use |  | 1994-06-01 |  | Petroleum | On road diesel | On road diesel | Retail | Steel | Steel | Coated & cathodic protection (sti-P3) |  | Flexible, POLY-TEC |  |  |  | Catchment Basin, Single walled catchment basin | Automatic shutoff device At 95% full | Automatic shutoff device At 95% full |  |  | Continuous Automatic Tank Gauge |  | Automatic shutoff device (AELLD), Containment Sump | Containment Sump | [5 empty] | UST Currently In Use: 4; UST Temp Close: 0; AST Currently In Use: 0; AST Temp Closed: 0 | 4 | 0 | 0 | 13364-005-017251 | MCKENZIE OIL COMPANY, INC.
44790 | Currently in Use |  | 1994-04-29 |  | Petroleum | Unleaded gasoline | Unleaded gasoline | Retail | Fiberglass reinforced plastic, Single Wall | Single Wall |  |  | Double Wall, Fiberglass reinforced plastic |  | 1901-01-01 |  | Catchment Basin, Single walled catchment basin | Flow Rest 90% Full | Flow Rest 90% Full |  |  | Automatic Tank Gauge |  | Automatic flow restrictor (MLLD), Containment Sump | Containment Sump |  |  | Annual line testing | Annual line testing |  | UST Currently In Use: 2; UST Temp Close: 0; AST Currently In Use: 0; AST Temp Closed: 0 | 2 | 0 | 2 | 21331-073-007376 | BHARTI CORPORATION
44791 | Currently in Use |  | 1994-04-29 |  | Petroleum | Premium gasoline | Premium gasoline | Retail | Fiberglass reinforced plastic, Single Wall | Single Wall |  |  | Double Wall, Fiberglass reinforced plastic |  | 1901-01-01 |  | Catchment Basin, Single walled catchment basin | Flow Rest 90% Full | Flow Rest 90% Full |  |  | Automatic Tank Gauge |  | Automatic flow restrictor (MLLD), Containment Sump | Containment Sump |  |  | Annual line testing | Annual line testing |  | UST Currently In Use: 2; UST Temp Close: 0; AST Currently In Use: 0; AST Temp Closed: 0 | 2 | 0 | 2 | 21331-073-007376 | BHARTI CORPORATION
44792 | Currently in Use |  | 1994-04-13 |  | Petroleum | Unleaded gasoline | Unleaded gasoline | Retail | Single Wall, Steel | Steel | Coated & cathodic protection (sti-P3) |  | Double Wall, Fiberglass reinforced plastic |  |  |  | Catchment Basin, Single walled catchment basin | Automatic shutoff device At 95% full | Automatic shutoff device At 95% full |  |  | Continuous Automatic Tank Gauge |  | Automatic flow restrictor (MLLD) | Automatic flow restrictor (MLLD) |  |  | Annual line testing | Annual line testing |  | UST Currently In Use: 3; UST Temp Close: 0; AST Currently In Use: 0; AST Temp Closed: 0 | 3 | 0 | 4 | 25474-095-000351 | NESMITH FAMILY LIMITED PARTNERSHIP
44793 | Currently in Use |  | 1994-04-13 |  | Petroleum | Premium gasoline | Premium gasoline | Retail | Single Wall, Steel | Steel | Coated & cathodic protection (sti-P3) |  | Double Wall, Fiberglass reinforced plastic |  |  |  | Catchment Basin, Single walled catchment basin | Automatic shutoff device At 95% full | Automatic shutoff device At 95% full |  |  | Continuous Automatic Tank Gauge |  | Automatic flow restrictor (MLLD) | Automatic flow restrictor (MLLD) |  |  | Annual line testing | Annual line testing |  | UST Currently In Use: 3; UST Temp Close: 0; AST Currently In Use: 0; AST Temp Closed: 0 | 3 | 0 | 4 | 25474-095-000351 | NESMITH FAMILY LIMITED PARTNERSHIP
44794 | Currently in Use |  | 1994-04-13 |  | Petroleum | On road diesel | On road diesel | Retail | Single Wall, Steel | Steel | Coated & cathodic protection (sti-P3) |  | Double Wall, Fiberglass reinforced plastic |  |  |  | Catchment Basin, Single walled catchment basin | Automatic shutoff device At 95% full | Automatic shutoff device At 95% full |  |  | Continuous Automatic Tank Gauge |  | Automatic flow restrictor (MLLD) | Automatic flow restrictor (MLLD) |  |  | Annual line testing | Annual line testing |  | UST Currently In Use: 3; UST Temp Close: 0; AST Currently In Use: 0; AST Temp Closed: 0 | 3 | 0 | 4 | 25474-095-000351 | NESMITH FAMILY LIMITED PARTNERSHIP
44795 | Currently in Use |  | 1993-03-03 |  | Petroleum | Premium gasoline | Premium gasoline | Retail | Single Wall, Steel | Steel | Coated & cathodic protection (sti-P3), Field installed cathodic protection |  | Single Wall, Steel |  |  | Field installed cathodic protection | Catchment Basin, Single walled catchment basin | Automatic shutoff device At 95% full | Automatic shutoff device At 95% full |  |  | Automatic Tank Gauge |  | Automatic flow restrictor (MLLD) | Automatic flow restrictor (MLLD) |  |  | Statistical inventory reconciliation (SIR) | Statistical inventory reconciliation (SIR) |  | UST Currently In Use: 4; UST Temp Close: 1; AST Currently In Use: 0; AST Temp Closed: 0 | 4 | 1 | 0 | 15429-081-002506 | CHATTAHOOCHEE OIL CO
44796 | Temporary Closed | 2009-08-01 | 1993-03-03 |  | Petroleum | On road diesel | On road diesel | Retail | Single Wall, Steel | Steel | Coated & cathodic protection (sti-P3), Field installed cathodic protection |  | Single Wall, Steel |  |  | Isolated or Above Ground, CORR JAKET | Catchment Basin, Single walled catchment basin | Audible high level alarm At 90% full | Audible high level alarm At 90% full |  |  | Statistical Inventory Reconciliation (SIR) | [8 empty] | UST Currently In Use: 4; UST Temp Close: 1; AST Currently In Use: 0; AST Temp Closed: 0 | 4 | 1 | 0 | 15429-081-002506 | CHATTAHOOCHEE OIL CO
44798 | Currently in Use |  | 1993-03-03 |  | Petroleum | On road diesel | On road diesel | Retail | Single Wall, Steel | Steel | Coated & cathodic protection (sti-P3), Field installed cathodic protection |  | Single Wall, Steel |  |  | Isolated or Above Ground, CORR JAKET | Catchment Basin, Single walled catchment basin | Flow Rest 90% Full | Flow Rest 90% Full |  |  | Automatic Tank Gauge |  | Automatic flow restrictor (MLLD) | Automatic flow restrictor (MLLD) |  |  | Statistical inventory reconciliation (SIR) | Statistical inventory reconciliation (SIR) |  | UST Currently In Use: 4; UST Temp Close: 1; AST Currently In Use: 0; AST Temp Closed: 0 | 4 | 1 | 0 | 15429-081-002506 | CHATTAHOOCHEE OIL CO
44799 | Currently in Use |  | 1992-10-11 |  | Petroleum | Unleaded gasoline | Unleaded gasoline | Retail | Fiberglass reinforced plastic, Single Wall | Single Wall |  |  | Double Wall, Fiberglass reinforced plastic |  | 2007-04-08 |  | Catchment Basin, Single walled catchment basin | Automatic shutoff device At 95% full | Automatic shutoff device At 95% full |  |  | Continuous Automatic Tank Gauge |  | Automatic shutoff device (AELLD) | Automatic shutoff device (AELLD) | Interstitial Monitoring within Secondary Containment |  | Continuous alarm system | Continuous alarm system |  | UST Currently In Use: 3; UST Temp Close: 0; AST Currently In Use: 0; AST Temp Closed: 0 | 3 | 0 | 0 | 20102-073-016750 | HUYNH INC
44800 | Currently in Use |  | 1992-10-11 |  | Petroleum | Premium gasoline | Premium gasoline | Retail | Fiberglass reinforced plastic, Single Wall | Single Wall |  |  | Double Wall, Fiberglass reinforced plastic |  | 2007-04-08 |  | Catchment Basin, Single walled catchment basin | Automatic shutoff device At 95% full | Automatic shutoff device At 95% full |  |  | Continuous Automatic Tank Gauge |  | Automatic shutoff device (AELLD) | Automatic shutoff device (AELLD) | Interstitial Monitoring within Secondary Containment |  | Continuous alarm system | Continuous alarm system |  | UST Currently In Use: 3; UST Temp Close: 0; AST Currently In Use: 0; AST Temp Closed: 0 | 3 | 0 | 0 | 20102-073-016750 | HUYNH INC
44801 | Currently in Use |  | 1992-10-11 |  | Petroleum | On road diesel | On road diesel | Retail | Fiberglass reinforced plastic, Single Wall | Single Wall |  |  | Double Wall, Fiberglass reinforced plastic |  | 2007-04-08 |  | Catchment Basin, Single walled catchment basin | Automatic shutoff device At 95% full | Automatic shutoff device At 95% full |  |  | Continuous Automatic Tank Gauge |  | Automatic shutoff device (AELLD) | Automatic shutoff device (AELLD) | Interstitial Monitoring within Secondary Containment |  | Continuous alarm system | Continuous alarm system |  | UST Currently In Use: 3; UST Temp Close: 0; AST Currently In Use: 0; AST Temp Closed: 0 | 3 | 0 | 0 | 20102-073-016750 | HUYNH INC
44802 | Currently in Use |  | 1993-12-01 |  | Petroleum | Unleaded gasoline | Unleaded gasoline | Retail | Fiberglass reinforced plastic, Single Wall | Single Wall |  |  | Double Wall, Fiberglass reinforced plastic |  | 1901-01-01 |  | Catchment Basin, Single walled catchment basin | Flow Rest 90% Full | Flow Rest 90% Full |  |  | Continuous Automatic Tank Gauge |  | Automatic flow restrictor (MLLD) | Automatic flow restrictor (MLLD) |  |  | Annual line testing | Annual line testing |  | UST Currently In Use: 3; UST Temp Close: 0; AST Currently In Use: 0; AST Temp Closed: 0 | 3 | 0 | 0 | 21620-073-016751 | SEHRANAM INC
44803 | Currently in Use |  | 1993-12-01 |  | Petroleum | Unleaded gasoline | Unleaded gasoline | Retail | Fiberglass reinforced plastic, Single Wall | Single Wall |  |  | Double Wall, Fiberglass reinforced plastic |  | 1901-01-01 |  | Catchment Basin, Single walled catchment basin | Flow Rest 90% Full | Flow Rest 90% Full |  |  | Continuous Automatic Tank Gauge |  | Automatic flow restrictor (MLLD) | Automatic flow restrictor (MLLD) |  |  | Annual line testing | Annual line testing |  | UST Currently In Use: 3; UST Temp Close: 0; AST Currently In Use: 0; AST Temp Closed: 0 | 3 | 0 | 0 | 21620-073-016751 | SEHRANAM INC
44805 | Currently in Use |  | 1992-07-15 |  | Petroleum | Unleaded gasoline | Unleaded gasoline | Retail | Single Wall, Steel | Steel | Coated & cathodic protection (sti-P3), Field installed cathodic protection |  | Double Wall, Fiberglass reinforced plastic |  |  |  | Catchment Basin, Single walled catchment basin | Flow Rest 90% Full | Flow Rest 90% Full |  |  | Continuous Automatic Tank Gauge |  | Automatic flow restrictor (MLLD) | Automatic flow restrictor (MLLD) |  |  | Annual line testing | Annual line testing | Pressurized Piping | UST Currently In Use: 4; UST Temp Close: 0; AST Currently In Use: 0; AST Temp Closed: 0 | 4 | 0 | 0 | 24631-049-017252 | RAJ DEV PROPERTIES
44806 | Currently in Use |  | 1992-07-15 |  | Petroleum | Unleaded gasoline | Unleaded gasoline | Retail | Single Wall, Steel | Steel | Coated & cathodic protection (sti-P3), Field installed cathodic protection |  | Double Wall, Fiberglass reinforced plastic |  |  |  | Catchment Basin, Single walled catchment basin | Flow Rest 90% Full | Flow Rest 90% Full |  |  | Continuous Automatic Tank Gauge |  | Automatic flow restrictor (MLLD) | Automatic flow restrictor (MLLD) |  |  | Annual line testing | Annual line testing | Pressurized Piping | UST Currently In Use: 4; UST Temp Close: 0; AST Currently In Use: 0; AST Temp Closed: 0 | 4 | 0 | 0 | 24631-049-017252 | RAJ DEV PROPERTIES
44807 | Currently in Use |  | 1992-07-15 |  | Petroleum | Premium gasoline | Premium gasoline | Retail | Single Wall, Steel | Steel | Coated & cathodic protection (sti-P3), Field installed cathodic protection |  | Double Wall, Fiberglass reinforced plastic |  |  |  | Catchment Basin, Single walled catchment basin | Flow Rest 90% Full | Flow Rest 90% Full |  |  | Continuous Automatic Tank Gauge |  | Automatic flow restrictor (MLLD) | Automatic flow restrictor (MLLD) |  |  | Annual line testing | Annual line testing | Pressurized Piping | UST Currently In Use: 4; UST Temp Close: 0; AST Currently In Use: 0; AST Temp Closed: 0 | 4 | 0 | 0 | 24631-049-017252 | RAJ DEV PROPERTIES
44808 | Currently in Use |  | 1992-07-15 |  | Petroleum | On road diesel | On road diesel | Retail | Single Wall, Steel | Steel | Coated & cathodic protection (sti-P3), Field installed cathodic protection |  | Double Wall, Fiberglass reinforced plastic |  |  |  | Catchment Basin, Single walled catchment basin | Flow Rest 90% Full | Flow Rest 90% Full |  |  | Continuous Automatic Tank Gauge |  | Automatic flow restrictor (MLLD) | Automatic flow restrictor (MLLD) |  |  | Annual line testing | Annual line testing | Pressurized Piping | UST Currently In Use: 4; UST Temp Close: 0; AST Currently In Use: 0; AST Temp Closed: 0 | 4 | 0 | 0 | 24631-049-017252 | RAJ DEV PROPERTIES
44809 | Permanently Closed | 1994-08-12 | 1901-01-01 | 1995-03-06 | Petroleum | Unleaded gasoline | Unleaded gasoline | Retail | Steel | Steel |  |  | Steel |  | 1901-01-01 | [6 empty] | Statistical Inventory Reconciliation (SIR) | [8 empty] | UST Currently In Use: 0; UST Temp Close: 0; AST Currently In Use: 0; AST Temp Closed: 0 | 0 | 0 | 2 | 19638-125-017253 | MARY KEISER
44810 | Permanently Closed | 1994-08-12 | 1901-01-01 | 1995-03-06 | Petroleum | Unleaded gasoline | Unleaded gasoline | Retail | Steel | Steel |  |  | Steel |  | 1901-01-01 | [6 empty] | Statistical Inventory Reconciliation (SIR) | [8 empty] | UST Currently In Use: 0; UST Temp Close: 0; AST Currently In Use: 0; AST Temp Closed: 0 | 0 | 0 | 2 | 19638-125-017253 | MARY KEISER
44811 | Permanently Closed | 2002-11-07 | 1901-01-01 | 2003-06-16 | Petroleum | Kerosene | Kerosene | Retail | Steel | Steel | Field installed cathodic protection |  | Steel |  | 1901-01-01 | Field installed cathodic protection | Catchment Basin, Single walled catchment basin | Automatic shutoff device At 95% full | Automatic shutoff device At 95% full | [11 empty] | UST Currently In Use: 0; UST Temp Close: 0; AST Currently In Use: 0; AST Temp Closed: 0 | 0 | 0 | 4 | 13945-077-014741 | QUAD CITIES OIL CO
44812 | Permanently Closed | 1998-07-01 | 1986-01-01 | 1998-07-01 | Petroleum | Unleaded gasoline | Unleaded gasoline | Industrial | Steel | Steel |  |  | Steel |  | 1901-01-01 | [12 empty] | Continuous alarm system | Continuous alarm system |  | UST Currently In Use: 0; UST Temp Close: 1; AST Currently In Use: 0; AST Temp Closed: 0 | 0 | 1 | 3 | 23347-007-017255 | AMERIGAS PROPANE LP
44813 | Permanently Closed | 1998-07-01 | 1901-01-01 | 1998-07-01 | Petroleum | On road diesel | On road diesel | Industrial | Steel | Steel |  |  | Steel |  | 1901-01-01 | [12 empty] | Continuous alarm system | Continuous alarm system |  | UST Currently In Use: 0; UST Temp Close: 1; AST Currently In Use: 0; AST Temp Closed: 0 | 0 | 1 | 3 | 23347-007-017255 | AMERIGAS PROPANE LP
44814 | Permanently Closed | 1998-07-01 | 1901-01-01 | 1998-07-01 | Petroleum | Used oil | Used oil | Industrial | Steel | Steel |  |  | Steel |  | 1901-01-01 | [12 empty] | Continuous alarm system | Continuous alarm system |  | UST Currently In Use: 0; UST Temp Close: 1; AST Currently In Use: 0; AST Temp Closed: 0 | 0 | 1 | 3 | 23347-007-017255 | AMERIGAS PROPANE LP
44815 | Permanently Closed | 1998-07-07 | 1986-01-01 | 1998-07-07 | Petroleum | Unleaded gasoline | Unleaded gasoline | Industrial, Local Government | Steel | Steel |  |  | Steel |  | 1901-01-01 | [12 empty] | Continuous alarm system | Continuous alarm system |  | UST Currently In Use: 0; UST Temp Close: 0; AST Currently In Use: 0; AST Temp Closed: 0 | 0 | 0 | 2 | 19639-007-017256 | BIBB COUNTY BOARD OF EDUCATION
44817 | Temporary Closed | 2017-06-16 | 1992-02-01 |  | Petroleum | Unleaded gasoline | Unleaded gasoline | Retail | Fiberglass reinforced plastic, Single Wall | Single Wall |  |  | Double Wall, Flexible |  | 1901-01-01 |  | Catchment Basin, Single walled catchment basin | Flow Rest 90% Full | Flow Rest 90% Full |  |  | Continuous Automatic Tank Gauge, Statistical Inventory Reconciliation (SIR) |  | Automatic shutoff device (AELLD) | Automatic shutoff device (AELLD) |  |  | Statistical inventory reconciliation (SIR) | Statistical inventory reconciliation (SIR) |  | UST Currently In Use: 0; UST Temp Close: 3; AST Currently In Use: 1; AST Temp Closed: 0 | 0 | 3 | 1 | 13529-059-006549 | MOORE PETROLEUM COMPANY, INC.
44818 | Temporary Closed | 2017-06-16 | 1992-02-01 |  | Petroleum | Other, E10 | Other | Retail | Fiberglass reinforced plastic, Single Wall | Single Wall |  |  | Double Wall, Flexible |  | 1901-01-01 |  | Catchment Basin, Single walled catchment basin | Flow Rest 90% Full | Flow Rest 90% Full |  |  | Continuous Automatic Tank Gauge, Statistical Inventory Reconciliation (SIR) |  | Automatic shutoff device (AELLD) | Automatic shutoff device (AELLD) |  |  | Statistical inventory reconciliation (SIR) | Statistical inventory reconciliation (SIR) |  | UST Currently In Use: 0; UST Temp Close: 3; AST Currently In Use: 1; AST Temp Closed: 0 | 0 | 3 | 1 | 13529-059-006549 | MOORE PETROLEUM COMPANY, INC.
44819 | Temporary Closed | 2017-06-16 | 1992-02-01 |  | Petroleum | On road diesel | On road diesel | Retail | Fiberglass reinforced plastic, Single Wall | Single Wall |  |  | Double Wall, Flexible |  | 1901-01-01 |  | Catchment Basin, Single walled catchment basin | Flow Rest 90% Full | Flow Rest 90% Full |  |  | Continuous Automatic Tank Gauge, Statistical Inventory Reconciliation (SIR) |  | Automatic shutoff device (AELLD) | Automatic shutoff device (AELLD) |  |  | Statistical inventory reconciliation (SIR) | Statistical inventory reconciliation (SIR) |  | UST Currently In Use: 0; UST Temp Close: 3; AST Currently In Use: 1; AST Temp Closed: 0 | 0 | 3 | 1 | 13529-059-006549 | MOORE PETROLEUM COMPANY, INC.
44820 | Permanently Closed | 2002-02-04 | 1994-05-01 | 2002-02-04 | Petroleum | Unleaded gasoline | Unleaded gasoline | Retail | Fiberglass reinforced plastic | Fiberglass reinforced plastic |  |  | Fiberglass reinforced plastic |  | 1901-01-01 | None | Catchment Basin, Single walled catchment basin | Flow Rest 90% Full | Flow Rest 90% Full | [8 empty] | Annual line testing | Annual line testing |  | UST Currently In Use: 0; UST Temp Close: 0; AST Currently In Use: 0; AST Temp Closed: 0 | 0 | 0 | 3 | 14410-003-017258 | MCDONALD OIL COMPANY
44821 | Permanently Closed | 2002-02-04 | 1994-05-01 | 2002-02-04 | Petroleum | Mid-grade gasoline | Mid-grade gasoline | Retail | Fiberglass reinforced plastic | Fiberglass reinforced plastic |  |  | Fiberglass reinforced plastic |  | 1901-01-01 | None | Catchment Basin, Single walled catchment basin | Flow Rest 90% Full | Flow Rest 90% Full | [8 empty] | Annual line testing | Annual line testing |  | UST Currently In Use: 0; UST Temp Close: 0; AST Currently In Use: 0; AST Temp Closed: 0 | 0 | 0 | 3 | 14410-003-017258 | MCDONALD OIL COMPANY
44822 | Permanently Closed | 2002-02-04 | 1994-05-01 | 2002-02-04 | Petroleum | Premium gasoline | Premium gasoline | Retail | Fiberglass reinforced plastic | Fiberglass reinforced plastic |  |  | Fiberglass reinforced plastic |  | 1901-01-01 | None | Catchment Basin, Single walled catchment basin | Flow Rest 90% Full | Flow Rest 90% Full | [8 empty] | Annual line testing | Annual line testing |  | UST Currently In Use: 0; UST Temp Close: 0; AST Currently In Use: 0; AST Temp Closed: 0 | 0 | 0 | 3 | 14410-003-017258 | MCDONALD OIL COMPANY
44824 | Permanently Closed | 1995-02-20 | 1985-11-01 | 1995-02-20 | Petroleum | Other, VIRGIN OIL | Other | Bulk facility | Steel | Steel | Coated & cathodic protection (sti-P3) |  | Steel |  | 1901-01-01 | None | [14 empty] | UST Currently In Use: 0; UST Temp Close: 0; AST Currently In Use: 0; AST Temp Closed: 0 | 0 | 0 | 8 | 15460-089-001965 | WOODY ANDERSON FORD
44825 | Temporary Closed | 2018-04-28 | 1994-06-15 |  | Petroleum | Unleaded gasoline | Unleaded gasoline | Retail | Steel | Steel | Coated & cathodic protection (sti-P3) |  | Fiberglass reinforced plastic |  |  |  | Catchment Basin, Single walled catchment basin | Automatic shutoff device At 95% full | Automatic shutoff device At 95% full |  |  | Automatic Tank Gauge | [8 empty] | UST Currently In Use: 0; UST Temp Close: 4; AST Currently In Use: 0; AST Temp Closed: 0 | 0 | 4 | 0 | 26020-047-017259 | ERIC YOUNG-DOLLAR & SON QUICK STOP
44826 | Temporary Closed | 2018-04-28 | 1994-06-15 |  | Petroleum | On road diesel | On road diesel | Retail | Steel | Steel | Coated & cathodic protection (sti-P3) |  | Fiberglass reinforced plastic |  |  |  | Catchment Basin, Single walled catchment basin | Automatic shutoff device At 95% full | Automatic shutoff device At 95% full |  |  | Automatic Tank Gauge | [8 empty] | UST Currently In Use: 0; UST Temp Close: 4; AST Currently In Use: 0; AST Temp Closed: 0 | 0 | 4 | 0 | 26020-047-017259 | ERIC YOUNG-DOLLAR & SON QUICK STOP
44827 | Temporary Closed | 2018-04-28 | 1994-06-15 |  | Petroleum | Unleaded gasoline | Unleaded gasoline | Retail | Steel | Steel | Coated & cathodic protection (sti-P3) |  | Fiberglass reinforced plastic |  |  |  | Catchment Basin, Single walled catchment basin | Automatic shutoff device At 95% full | Automatic shutoff device At 95% full |  |  | Automatic Tank Gauge | [8 empty] | UST Currently In Use: 0; UST Temp Close: 4; AST Currently In Use: 0; AST Temp Closed: 0 | 0 | 4 | 0 | 26020-047-017259 | ERIC YOUNG-DOLLAR & SON QUICK STOP
44828 | Temporary Closed | 2018-04-28 | 1994-06-15 |  | Petroleum | On road diesel | On road diesel | Retail | Steel | Steel | Coated & cathodic protection (sti-P3) |  | Fiberglass reinforced plastic |  |  |  | Catchment Basin, Single walled catchment basin | Automatic shutoff device At 95% full | Automatic shutoff device At 95% full |  |  | Automatic Tank Gauge | [8 empty] | UST Currently In Use: 0; UST Temp Close: 4; AST Currently In Use: 0; AST Temp Closed: 0 | 0 | 4 | 0 | 26020-047-017259 | ERIC YOUNG-DOLLAR & SON QUICK STOP
44829 | Currently in Use |  | 1994-07-01 |  | Petroleum | Unleaded gasoline | Unleaded gasoline | Retail | Fiberglass coated steel | Fiberglass coated steel |  |  | Flexible |  | 2021-01-05 |  | Catchment Basin, Single walled catchment basin | Flow Rest 90% Full | Flow Rest 90% Full |  |  | Automatic Tank Gauge |  | Automatic flow restrictor (MLLD), Containment Sump | Containment Sump | Interstitial Monitoring within Secondary Containment | MANUAL/VISUAL CHECK |  |  |  | UST Currently In Use: 3; UST Temp Close: 0; AST Currently In Use: 0; AST Temp Closed: 0 | 3 | 0 | 4 | 25456-047-000445 | JA HU INC
44830 | Currently in Use |  | 1994-07-01 |  | Petroleum | Premium gasoline | Premium gasoline | Retail | Fiberglass coated steel | Fiberglass coated steel |  |  | Flexible |  | 2021-01-05 |  | Catchment Basin, Single walled catchment basin | Flow Rest 90% Full | Flow Rest 90% Full |  |  | Automatic Tank Gauge |  | Automatic flow restrictor (MLLD), Containment Sump | Containment Sump | Interstitial Monitoring within Secondary Containment |  |  |  |  | UST Currently In Use: 3; UST Temp Close: 0; AST Currently In Use: 0; AST Temp Closed: 0 | 3 | 0 | 4 | 25456-047-000445 | JA HU INC
44831 | Currently in Use |  | 1994-07-01 |  | Petroleum | On road diesel | On road diesel | Retail | Fiberglass coated steel | Fiberglass coated steel |  |  | Flexible |  | 2021-01-05 |  | Catchment Basin, Single walled catchment basin | Flow Rest 90% Full | Flow Rest 90% Full |  |  | Automatic Tank Gauge |  | Automatic flow restrictor (MLLD), Containment Sump | Containment Sump | Interstitial Monitoring within Secondary Containment | MANUAL/VISUAL CHECK |  |  |  | UST Currently In Use: 3; UST Temp Close: 0; AST Currently In Use: 0; AST Temp Closed: 0 | 3 | 0 | 4 | 25456-047-000445 | JA HU INC
44832 | Permanently Closed | 2005-02-20 | 1991-01-01 | 2006-08-11 | Petroleum | Unleaded gasoline | Unleaded gasoline | Retail | Steel | Steel | Coated & cathodic protection (sti-P3) |  | Fiberglass reinforced plastic |  | 1901-01-01 | None | Catchment Basin, Single walled catchment basin | Flow Rest 90% Full | Flow Rest 90% Full | [11 empty] | UST Currently In Use: 0; UST Temp Close: 0; AST Currently In Use: 0; AST Temp Closed: 0 | 0 | 0 | 4 | 15915-125-007989 | S M JONES
44833 | Permanently Closed | 2005-02-20 | 1991-01-01 | 2006-08-11 | Petroleum | Unleaded gasoline | Unleaded gasoline | Retail | Steel | Steel | Coated & cathodic protection (sti-P3) |  | Fiberglass reinforced plastic |  | 1901-01-01 | None | Catchment Basin, Single walled catchment basin | Flow Rest 90% Full | Flow Rest 90% Full | [11 empty] | UST Currently In Use: 0; UST Temp Close: 0; AST Currently In Use: 0; AST Temp Closed: 0 | 0 | 0 | 4 | 15915-125-007989 | S M JONES
44834 | Permanently Closed | 1998-01-01 | 1986-07-01 | 1998-01-09 | Petroleum | Unleaded gasoline | Unleaded gasoline | Retail | Steel | Steel |  | Painted or None | Steel |  | 1901-01-01 | [15 empty] | UST Currently In Use: 4; UST Temp Close: 0; AST Currently In Use: 0; AST Temp Closed: 0 | 4 | 0 | 2 | 20432-115-017260 | RODERICK L CARROLL
44835 | Permanently Closed | 1998-01-01 | 1986-07-01 | 1998-01-09 | Petroleum | Unleaded gasoline | Unleaded gasoline | Retail | Steel | Steel |  | Painted or None | Steel |  | 1901-01-01 | [15 empty] | UST Currently In Use: 4; UST Temp Close: 0; AST Currently In Use: 0; AST Temp Closed: 0 | 4 | 0 | 2 | 20432-115-017260 | RODERICK L CARROLL
44836 | Currently in Use |  | 1994-06-22 |  | Petroleum | On road diesel | On road diesel | Retail | Double Wall, Steel | Steel | Coated & cathodic protection (sti-P3) |  | Double Wall, Flexible |  |  |  | Catchment Basin, Single walled catchment basin | Flow Rest 90% Full | Flow Rest 90% Full |  |  | Statistical Inventory Reconciliation (SIR) | Single walled submersible pump containment sump | Automatic flow restrictor (MLLD), Containment Sump | Containment Sump | Interstitial Monitoring within Secondary Containment | SENSOR TO ATG | Statistical inventory reconciliation (SIR) | Statistical inventory reconciliation (SIR) |  | UST Currently In Use: 2; UST Temp Close: 1; AST Currently In Use: 0; AST Temp Closed: 0 | 2 | 1 | 5 | 11576-103-004847 | DUTCH OIL COMPANY
44837 | Currently in Use |  | 1994-06-22 |  | Petroleum | Unleaded gasoline | Unleaded gasoline | Retail | Double Wall, Steel | Steel | Coated & cathodic protection (sti-P3) |  | Double Wall, Flexible |  |  |  | Catchment Basin, Single walled catchment basin | Automatic shutoff device At 95% full | Automatic shutoff device At 95% full |  |  | Statistical Inventory Reconciliation (SIR) | Single walled submersible pump containment sump | Automatic flow restrictor (MLLD), Containment Sump | Containment Sump | Interstitial Monitoring within Secondary Containment | SENSOR TO ATG | Statistical inventory reconciliation (SIR) | Statistical inventory reconciliation (SIR) |  | UST Currently In Use: 2; UST Temp Close: 1; AST Currently In Use: 0; AST Temp Closed: 0 | 2 | 1 | 5 | 11576-103-004847 | DUTCH OIL COMPANY
44838 | Temporary Closed | 2023-06-20 | 1994-06-22 |  | Petroleum | Mid-grade gasoline | Mid-grade gasoline | Retail | Double Wall, Steel | Steel | Coated & cathodic protection (sti-P3) |  | Double Wall, Flexible |  |  |  | Catchment Basin, Single walled catchment basin | Automatic shutoff device At 95% full | Automatic shutoff device At 95% full |  |  | Statistical Inventory Reconciliation (SIR) | Single walled submersible pump containment sump | Automatic flow restrictor (MLLD), Containment Sump | Containment Sump | Interstitial Monitoring within Secondary Containment | SENSOR TO ATG | Statistical inventory reconciliation (SIR) | Statistical inventory reconciliation (SIR) |  | UST Currently In Use: 2; UST Temp Close: 1; AST Currently In Use: 0; AST Temp Closed: 0 | 2 | 1 | 5 | 11576-103-004847 | DUTCH OIL COMPANY
44839 | Permanently Closed | 1998-11-23 | 1986-01-01 | 1998-11-23 | Petroleum | Used oil | Used oil | Retail | Steel | Steel |  | Painted or None | Steel |  | 1901-01-01 | None | Other, EXEMPT | Other, EXEMPT | Other |  |  |  |  | Other, MANUALGAGE | Other |  |  | Other, MANUALGAGE | Other |  | UST Currently In Use: 4; UST Temp Close: 0; AST Currently In Use: 0; AST Temp Closed: 0 | 4 | 0 | 1 | 25265-049-012532 | LGWS/CROSS AMERICA PARTNERS
44840 | Currently in Use |  | 1994-05-05 |  | Petroleum | Unleaded gasoline | Unleaded gasoline | Industrial | Fiberglass reinforced plastic | Fiberglass reinforced plastic |  |  | Fiberglass reinforced plastic |  | 1901-01-01 | None | Catchment Basin, Single walled catchment basin | Automatic shutoff device At 95% full | Automatic shutoff device At 95% full |  |  | Automatic Tank Gauge | [8 empty] | UST Currently In Use: 2; UST Temp Close: 0; AST Currently In Use: 7; AST Temp Closed: 0 | 2 | 0 | 9 | 12493-089-008607 | HUNTSVILLE MADISON COUNTY AIRPORT
44841 | Currently in Use |  | 1994-05-05 |  | Petroleum | On road diesel | On road diesel | Industrial | Fiberglass reinforced plastic | Fiberglass reinforced plastic |  |  | Fiberglass reinforced plastic |  | 1901-01-01 | None | Catchment Basin, Single walled catchment basin | Automatic shutoff device At 95% full | Automatic shutoff device At 95% full |  |  | Automatic Tank Gauge | [8 empty] | UST Currently In Use: 2; UST Temp Close: 0; AST Currently In Use: 7; AST Temp Closed: 0 | 2 | 0 | 9 | 12493-089-008607 | HUNTSVILLE MADISON COUNTY AIRPORT
44842 | Permanently Closed | 2012-03-01 | 1993-06-14 | 2012-08-08 | Petroleum | Unleaded gasoline | Unleaded gasoline | Retail | Steel | Steel | Coated & cathodic protection (sti-P3) |  | Fiberglass reinforced plastic |  |  |  | Catchment Basin, Single walled catchment basin | Flow Rest 90% Full | Flow Rest 90% Full |  |  | Statistical Inventory Reconciliation (SIR) | [8 empty] | UST Currently In Use: 0; UST Temp Close: 0; AST Currently In Use: 0; AST Temp Closed: 0 | 0 | 0 | 5 | 19632-003-008303 | JOHNNY HADLEY
44843 | Permanently Closed | 2012-03-01 | 1993-06-14 | 2012-08-08 | Petroleum | Mid-grade gasoline | Mid-grade gasoline | Retail | Steel | Steel | Coated & cathodic protection (sti-P3) |  | Fiberglass reinforced plastic |  |  |  | Catchment Basin, Single walled catchment basin | Flow Rest 90% Full | Flow Rest 90% Full |  |  | Statistical Inventory Reconciliation (SIR) | [8 empty] | UST Currently In Use: 0; UST Temp Close: 0; AST Currently In Use: 0; AST Temp Closed: 0 | 0 | 0 | 5 | 19632-003-008303 | JOHNNY HADLEY
44844 | Currently in Use |  | 1994-04-04 |  | Petroleum | Unleaded gasoline | Unleaded gasoline | Retail | Single Wall, Steel | Steel | Coated & cathodic protection (sti-P3) |  | Double Wall, Fiberglass reinforced plastic |  |  |  | Catchment Basin, Single walled catchment basin | Flow Rest 90% Full | Flow Rest 90% Full |  |  | Automatic Tank Gauge, Statistical Inventory Reconciliation (SIR) |  | Automatic flow restrictor (MLLD) | Automatic flow restrictor (MLLD) |  |  | Annual line testing, Statistical inventory reconciliation (SIR) | Statistical inventory reconciliation (SIR) |  | UST Currently In Use: 3; UST Temp Close: 0; AST Currently In Use: 1; AST Temp Closed: 0 | 3 | 0 | 2 | 23574-089-009329 | JTC LLC
44846 | Currently in Use |  | 1994-04-04 |  | Petroleum | Premium gasoline | Premium gasoline | Retail | Single Wall, Steel | Steel | Coated & cathodic protection (sti-P3) |  | Double Wall, Fiberglass reinforced plastic |  |  |  | Catchment Basin, Single walled catchment basin | Flow Rest 90% Full | Flow Rest 90% Full |  |  | Automatic Tank Gauge, Statistical Inventory Reconciliation (SIR) |  | Automatic flow restrictor (MLLD) | Automatic flow restrictor (MLLD) |  |  | Annual line testing, Statistical inventory reconciliation (SIR) | Statistical inventory reconciliation (SIR) |  | UST Currently In Use: 3; UST Temp Close: 0; AST Currently In Use: 1; AST Temp Closed: 0 | 3 | 0 | 2 | 23574-089-009329 | JTC LLC
44847 | Permanently Closed | 1998-11-05 | 1984-06-01 | 1998-11-05 | Petroleum | Kerosene | Kerosene | Retail | Steel | Steel |  | Painted or None | Steel |  | 1901-01-01 | None | [5 empty] | Statistical Inventory Reconciliation (SIR) | [8 empty] | UST Currently In Use: 0; UST Temp Close: 3; AST Currently In Use: 0; AST Temp Closed: 0 | 0 | 3 | 1 | 24139-103-005596 | RAY D. & ALVERENE S. OWEN
44848 | Currently in Use |  | 1994-07-01 |  | Petroleum | Unleaded gasoline | Unleaded gasoline | Retail | Single Wall, Steel | Steel | Coated & cathodic protection (sti-P3) |  | Double Wall, Steel, FRP COATED |  |  | Other, SW JT ISOL | Catchment Basin, Single walled catchment basin | Automatic shutoff device At 95% full | Automatic shutoff device At 95% full |  |  | Continuous Automatic Tank Gauge |  | Automatic shutoff device (AELLD), Containment Sump | Containment Sump | [5 empty] | UST Currently In Use: 2; UST Temp Close: 0; AST Currently In Use: 0; AST Temp Closed: 0 | 2 | 0 | 0 | 15420-077-017261 | MAPCO EXPRESS, LLC
44849 | Currently in Use |  | 1994-07-01 |  | Petroleum | Premium gasoline | Premium gasoline | Retail | Single Wall, Steel | Steel | Coated & cathodic protection (sti-P3) |  | Double Wall, Steel, FRP COATED |  |  | Other, SW JT ISOL | Catchment Basin, Single walled catchment basin | Automatic shutoff device At 95% full | Automatic shutoff device At 95% full |  |  | Continuous Automatic Tank Gauge |  | Automatic shutoff device (AELLD), Containment Sump | Containment Sump | [5 empty] | UST Currently In Use: 2; UST Temp Close: 0; AST Currently In Use: 0; AST Temp Closed: 0 | 2 | 0 | 0 | 15420-077-017261 | MAPCO EXPRESS, LLC
44850 | Currently in Use |  | 1992-01-27 |  | Petroleum | Unleaded gasoline | Unleaded gasoline | Industrial | Fiberglass coated steel, FGLSS CLAD | Fiberglass coated steel |  |  | Fiberglass reinforced plastic |  | 1901-01-01 |  | Catchment Basin, Single walled catchment basin | Flow Rest 90% Full | Flow Rest 90% Full |  |  | Automatic Tank Gauge | [8 empty] | UST Currently In Use: 1; UST Temp Close: 0; AST Currently In Use: 0; AST Temp Closed: 0 | 1 | 0 | 0 | 19644-125-017262 | RUSSELL LEE FLOOR AND TILE
44851 | Permanently Closed | 1996-10-30 | 1991-07-15 | 2000-01-18 | Petroleum | Unleaded gasoline | Unleaded gasoline | Retail | Steel | Steel | Coated & cathodic protection (sti-P3) |  | Fiberglass reinforced plastic |  | 1901-01-01 | None | Catchment Basin, Single walled catchment basin | Flow Rest 90% Full | Flow Rest 90% Full | [8 empty] | Groundwater monitoring | Groundwater monitoring |  | UST Currently In Use: 0; UST Temp Close: 0; AST Currently In Use: 0; AST Temp Closed: 0 | 0 | 0 | 6 | 16827-097-014694 | ALABAMA CAPITAL CORPORATION
44852 | Permanently Closed | 1996-10-30 | 1991-07-15 | 2000-01-18 | Petroleum | Unleaded gasoline | Unleaded gasoline | Retail | Steel | Steel | Coated & cathodic protection (sti-P3) |  | Fiberglass reinforced plastic |  | 1901-01-01 | None | Catchment Basin, Single walled catchment basin | Flow Rest 90% Full | Flow Rest 90% Full | [8 empty] | Groundwater monitoring | Groundwater monitoring |  | UST Currently In Use: 0; UST Temp Close: 0; AST Currently In Use: 0; AST Temp Closed: 0 | 0 | 0 | 6 | 16827-097-014694 | ALABAMA CAPITAL CORPORATION
44853 | Temporary Closed | 2004-10-10 | 1988-06-01 |  | Petroleum | Unleaded gasoline | Unleaded gasoline | Retail | Steel | Steel | Coated & cathodic protection (sti-P3) |  | Fiberglass reinforced plastic, Single Wall |  |  | Galvanic Cathodic, FLEXS PASS | Catchment Basin, Single walled catchment basin | Automatic shutoff device At 95% full, Flow Rest 90% Full | Flow Rest 90% Full |  |  | Statistical Inventory Reconciliation (SIR) |  | Automatic flow restrictor (MLLD) | Automatic flow restrictor (MLLD) |  |  | Statistical inventory reconciliation (SIR) | Statistical inventory reconciliation (SIR) |  | UST Currently In Use: 0; UST Temp Close: 3; AST Currently In Use: 0; AST Temp Closed: 0 | 0 | 3 | 0 | 23682-099-017263 | JAMES E GORUM JR
44854 | Temporary Closed | 2004-10-10 | 1988-06-01 |  | Petroleum | Unleaded gasoline | Unleaded gasoline | Retail | Steel | Steel | Coated & cathodic protection (sti-P3) |  | Fiberglass reinforced plastic, Single Wall |  |  | Galvanic Cathodic, FLEXS PASS | Catchment Basin, Single walled catchment basin | Automatic shutoff device At 95% full, Flow Rest 90% Full | Flow Rest 90% Full |  |  | Statistical Inventory Reconciliation (SIR) |  | Automatic flow restrictor (MLLD) | Automatic flow restrictor (MLLD) |  |  | Statistical inventory reconciliation (SIR) | Statistical inventory reconciliation (SIR) |  | UST Currently In Use: 0; UST Temp Close: 3; AST Currently In Use: 0; AST Temp Closed: 0 | 0 | 3 | 0 | 23682-099-017263 | JAMES E GORUM JR
44855 | Temporary Closed | 2004-10-10 | 1988-06-01 |  | Petroleum | Premium gasoline | Premium gasoline | Retail | Steel | Steel | Coated & cathodic protection (sti-P3) |  | Fiberglass reinforced plastic, Single Wall |  |  | Galvanic Cathodic, FLEXS PASS | Catchment Basin, Single walled catchment basin | Automatic shutoff device At 95% full, Flow Rest 90% Full | Flow Rest 90% Full |  |  | Statistical Inventory Reconciliation (SIR) |  | Automatic flow restrictor (MLLD) | Automatic flow restrictor (MLLD) |  |  | Statistical inventory reconciliation (SIR) | Statistical inventory reconciliation (SIR) |  | UST Currently In Use: 0; UST Temp Close: 3; AST Currently In Use: 0; AST Temp Closed: 0 | 0 | 3 | 0 | 23682-099-017263 | JAMES E GORUM JR
44856 | Currently in Use |  | 1994-06-03 |  | Petroleum | Premium gasoline | Premium gasoline | Retail | Steel | Steel | Coated & cathodic protection (sti-P3) |  | Fiberglass reinforced plastic |  |  |  | Catchment Basin, Single walled catchment basin | Automatic shutoff device At 95% full | Automatic shutoff device At 95% full |  |  | Continuous Automatic Tank Gauge | [8 empty] | UST Currently In Use: 2; UST Temp Close: 0; AST Currently In Use: 1; AST Temp Closed: 0 | 2 | 0 | 5 | 24835-121-005838 | ANIL DHANANI
44857 | Currently in Use |  | 1994-11-15 |  | Petroleum | Unleaded gasoline | Unleaded gasoline | Retail | Single Wall, Steel | Steel | Coated & cathodic protection (sti-P3), Field installed cathodic protection |  | Double Wall, Fiberglass reinforced plastic |  |  |  | Catchment Basin, Single walled catchment basin | Flow Rest 90% Full | Flow Rest 90% Full |  |  | Continuous Automatic Tank Gauge | Single walled submersible pump containment sump | Containment Sump, MANIF TO58 | Containment Sump |  |  | Other, MANIF TO58 | Other |  | UST Currently In Use: 4; UST Temp Close: 0; AST Currently In Use: 0; AST Temp Closed: 0 | 4 | 0 | 0 | 15201-103-017264 | VULCAN OIL COMPANY INC.
44858 | Currently in Use |  | 1994-11-15 |  | Petroleum | Unleaded gasoline | Unleaded gasoline | Retail | Single Wall, Steel | Steel | Coated & cathodic protection (sti-P3), Field installed cathodic protection |  | Double Wall, Fiberglass reinforced plastic |  |  |  | Catchment Basin, Single walled catchment basin | Flow Rest 90% Full | Flow Rest 90% Full |  |  | Continuous Automatic Tank Gauge | Single walled submersible pump containment sump | Automatic flow restrictor (MLLD), Containment Sump, MASTER | Containment Sump |  |  | Annual line testing, Other, MASTER | Other |  | UST Currently In Use: 4; UST Temp Close: 0; AST Currently In Use: 0; AST Temp Closed: 0 | 4 | 0 | 0 | 15201-103-017264 | VULCAN OIL COMPANY INC.
44859 | Currently in Use |  | 1994-11-15 |  | Petroleum | Premium gasoline | Premium gasoline | Retail | Single Wall, Steel | Steel | Coated & cathodic protection (sti-P3), Field installed cathodic protection |  | Double Wall, Fiberglass reinforced plastic |  |  |  | Catchment Basin, Single walled catchment basin | Flow Rest 90% Full | Flow Rest 90% Full |  |  | Continuous Automatic Tank Gauge | Single walled submersible pump containment sump | Automatic flow restrictor (MLLD), Containment Sump | Containment Sump |  |  | Annual line testing | Annual line testing |  | UST Currently In Use: 4; UST Temp Close: 0; AST Currently In Use: 0; AST Temp Closed: 0 | 4 | 0 | 0 | 15201-103-017264 | VULCAN OIL COMPANY INC.
44860 | Currently in Use |  | 1994-11-15 |  | Petroleum | On road diesel | On road diesel | Retail | Single Wall, Steel | Steel | Coated & cathodic protection (sti-P3), Field installed cathodic protection |  | Fiberglass reinforced plastic, Single Wall |  |  |  | Catchment Basin, Single walled catchment basin | Flow Rest 90% Full | Flow Rest 90% Full |  |  | Continuous Automatic Tank Gauge | Direct Bury submersible pump | [7 empty] | UST Currently In Use: 4; UST Temp Close: 0; AST Currently In Use: 0; AST Temp Closed: 0 | 4 | 0 | 0 | 15201-103-017264 | VULCAN OIL COMPANY INC.
44862 | Cannot Locate or abandoned | 2002-08-01 | 1901-01-01 |  | Petroleum | Unleaded gasoline | Unleaded gasoline | Retail | Steel | Steel | Coated & cathodic protection (sti-P3) |  | Fiberglass reinforced plastic |  | 1901-01-01 |  | Catchment Basin, Single walled catchment basin | Automatic shutoff device At 95% full | Automatic shutoff device At 95% full | [11 empty] | UST Currently In Use: 0; UST Temp Close: 0; AST Currently In Use: 0; AST Temp Closed: 0 | 0 | 0 | 0 | 21324-125-017265 | DANIELLE LUGO
44863 | Cannot Locate or abandoned | 2002-08-01 | 1901-01-01 |  | Petroleum | Mid-grade gasoline | Mid-grade gasoline | Retail | Steel | Steel | Coated & cathodic protection (sti-P3) |  | Fiberglass reinforced plastic |  | 1901-01-01 |  | Catchment Basin, Single walled catchment basin | Automatic shutoff device At 95% full | Automatic shutoff device At 95% full | [11 empty] | UST Currently In Use: 0; UST Temp Close: 0; AST Currently In Use: 0; AST Temp Closed: 0 | 0 | 0 | 0 | 21324-125-017265 | DANIELLE LUGO
44864 | Currently in Use |  | 1994-02-01 |  | Petroleum | Unleaded gasoline | Unleaded gasoline | Retail | Fiberglass coated steel | Fiberglass coated steel |  |  | Flexible, ENVIROFLEX |  | 1901-01-01 | None | Catchment Basin, Single walled catchment basin | Automatic shutoff device At 95% full | Automatic shutoff device At 95% full |  |  | Continuous Automatic Tank Gauge |  | Automatic shutoff device (AELLD) | Automatic shutoff device (AELLD) | Interstitial Monitoring within Secondary Containment |  |  |  |  | UST Currently In Use: 3; UST Temp Close: 0; AST Currently In Use: 0; AST Temp Closed: 0 | 3 | 0 | 0 | 23255-105-017266 | ZAKI REAL ESTATE, LLC
44865 | Currently in Use |  | 1994-02-01 |  | Petroleum | Mid-grade gasoline | Mid-grade gasoline | Retail | Fiberglass coated steel | Fiberglass coated steel |  |  | Flexible, ENVIROFLEX |  | 1901-01-01 | None | Catchment Basin, Single walled catchment basin | Automatic shutoff device At 95% full | Automatic shutoff device At 95% full |  |  | Continuous Automatic Tank Gauge |  | Automatic shutoff device (AELLD) | Automatic shutoff device (AELLD) | Interstitial Monitoring within Secondary Containment |  |  |  |  | UST Currently In Use: 3; UST Temp Close: 0; AST Currently In Use: 0; AST Temp Closed: 0 | 3 | 0 | 0 | 23255-105-017266 | ZAKI REAL ESTATE, LLC
44866 | Currently in Use |  | 1994-02-01 |  | Petroleum | Premium gasoline | Premium gasoline | Retail | Fiberglass coated steel | Fiberglass coated steel |  |  | Flexible, ENVIROFLEX |  | 1901-01-01 | None | Catchment Basin, Single walled catchment basin | Automatic shutoff device At 95% full | Automatic shutoff device At 95% full |  |  | Continuous Automatic Tank Gauge |  | Automatic shutoff device (AELLD) | Automatic shutoff device (AELLD) | Interstitial Monitoring within Secondary Containment |  |  |  |  | UST Currently In Use: 3; UST Temp Close: 0; AST Currently In Use: 0; AST Temp Closed: 0 | 3 | 0 | 0 | 23255-105-017266 | ZAKI REAL ESTATE, LLC
44867 | Currently in Use |  | 1994-06-10 |  | Petroleum | Mid-grade gasoline | Mid-grade gasoline | Retail | Steel | Steel | Coated & cathodic protection (sti-P3) |  | Fiberglass reinforced plastic |  |  |  | Catchment Basin, Single walled catchment basin | Flow Rest 90% Full | Flow Rest 90% Full |  |  | Continuous Automatic Tank Gauge |  | Automatic flow restrictor (MLLD), Containment Sump | Containment Sump | Interstitial Monitoring within Secondary Containment | MANUAL/VISUAL CHECK | Annual line testing | Annual line testing |  | UST Currently In Use: 3; UST Temp Close: 0; AST Currently In Use: 0; AST Temp Closed: 0 | 3 | 0 | 0 | 13319-013-017267 | MAX OIL COMPANY, INC.
44868 | Currently in Use |  | 1994-06-10 |  | Petroleum | On road diesel | On road diesel | Retail | Steel | Steel | Coated & cathodic protection (sti-P3) |  | Flexible, ENVIROFLEX |  |  |  | Catchment Basin, Single walled catchment basin | Flow Rest 90% Full | Flow Rest 90% Full |  | MANUAL/VISUAL CHECK | Continuous Automatic Tank Gauge |  | Automatic flow restrictor (MLLD), Containment Sump | Containment Sump | Interstitial Monitoring within Secondary Containment | MANUAL/VISUAL CHECK | Annual line testing | Annual line testing |  | UST Currently In Use: 3; UST Temp Close: 0; AST Currently In Use: 0; AST Temp Closed: 0 | 3 | 0 | 0 | 13319-013-017267 | MAX OIL COMPANY, INC.
44869 | Currently in Use |  | 1994-06-10 |  | Petroleum | On road diesel | On road diesel | Retail | Fiberglass coated steel | Fiberglass coated steel |  |  | Flexible, ENVIROFLEX |  |  |  | Catchment Basin, Single walled catchment basin | Flow Rest 90% Full | Flow Rest 90% Full |  |  | Continuous Automatic Tank Gauge |  | Automatic flow restrictor (MLLD), Containment Sump | Containment Sump | Interstitial Monitoring within Secondary Containment | MANUAL/VISUAL CHECK | Annual line testing | Annual line testing |  | UST Currently In Use: 3; UST Temp Close: 0; AST Currently In Use: 0; AST Temp Closed: 0 | 3 | 0 | 0 | 13319-013-017267 | MAX OIL COMPANY, INC.
44870 | Currently in Use |  | 1993-09-01 |  | Petroleum | Unleaded gasoline | Unleaded gasoline | Retail | Double Wall, Steel | Steel | Coated & cathodic protection (sti-P3) |  | Double Wall, Fiberglass reinforced plastic, 2PIECES |  | 2006-12-20 |  | Catchment Basin, Single walled catchment basin | Flow Rest 90% Full | Flow Rest 90% Full |  |  | Continuous Automatic Tank Gauge |  | Automatic shutoff device (AELLD), Containment Sump | Containment Sump | [5 empty] | UST Currently In Use: 2; UST Temp Close: 0; AST Currently In Use: 0; AST Temp Closed: 0 | 2 | 0 | 0 | 13526-073-017268 | MOORE OIL COMPANY, INC.
44871 | Currently in Use |  | 1993-09-01 |  | Petroleum | Premium gasoline | Premium gasoline | Retail | Double Wall, Steel | Steel | Coated & cathodic protection (sti-P3) |  | Double Wall, Fiberglass reinforced plastic, 2PIECES |  | 2006-12-20 |  | Catchment Basin, Single walled catchment basin | Automatic shutoff device At 95% full | Automatic shutoff device At 95% full |  |  | Continuous Automatic Tank Gauge |  | Automatic shutoff device (AELLD), Containment Sump | Containment Sump | [5 empty] | UST Currently In Use: 2; UST Temp Close: 0; AST Currently In Use: 0; AST Temp Closed: 0 | 2 | 0 | 0 | 13526-073-017268 | MOORE OIL COMPANY, INC.
44872 | Currently in Use |  | 1989-10-01 |  | Petroleum | Other, OFFROAD | Other | Retail | Steel | Steel | Coated & cathodic protection (sti-P3) |  | Fiberglass reinforced plastic |  |  |  | Catchment Basin, Single walled catchment basin | Flow Rest 90% Full | Flow Rest 90% Full |  |  | Statistical Inventory Reconciliation (SIR) |  | Automatic flow restrictor (MLLD) | Automatic flow restrictor (MLLD) |  |  | Annual line testing, Statistical inventory reconciliation (SIR) | Statistical inventory reconciliation (SIR) |  | UST Currently In Use: 4; UST Temp Close: 0; AST Currently In Use: 0; AST Temp Closed: 0 | 4 | 0 | 3 | 23515-021-005747 | HICKS PROPERTIES LLC
44873 | Currently in Use |  | 1989-10-01 |  | Petroleum | On road diesel | On road diesel | Retail | Steel | Steel | Coated & cathodic protection (sti-P3) |  | Fiberglass reinforced plastic |  |  |  | Catchment Basin, Single walled catchment basin | Automatic shutoff device At 95% full, Flow Rest 90% Full | Flow Rest 90% Full |  |  | Statistical Inventory Reconciliation (SIR) | [8 empty] | UST Currently In Use: 4; UST Temp Close: 0; AST Currently In Use: 0; AST Temp Closed: 0 | 4 | 0 | 3 | 23515-021-005747 | HICKS PROPERTIES LLC
44874 | Currently in Use |  | 1994-05-05 |  | Petroleum | Kerosene | Kerosene | Retail | Single Wall, Steel | Steel | Coated & cathodic protection (sti-P3) |  | Fiberglass reinforced plastic |  |  |  | Catchment Basin, Single walled catchment basin | Automatic shutoff device At 95% full | Automatic shutoff device At 95% full |  |  | Continuous Automatic Tank Gauge | [8 empty] | UST Currently In Use: 3; UST Temp Close: 0; AST Currently In Use: 0; AST Temp Closed: 0 | 3 | 0 | 4 | 12534-055-005156 | IRA PHILLIPS INC
44875 | Currently in Use |  | 1991-04-01 |  | Petroleum | On road diesel | On road diesel | Industrial | Fiberglass reinforced plastic | Fiberglass reinforced plastic |  |  | Fiberglass reinforced plastic |  | 1901-01-01 |  | Catchment Basin, Single walled catchment basin | Flow Rest 90% Full | Flow Rest 90% Full | Interstitial Monitoring within Secondary Containment |  | Continuous Automatic Tank Gauge |  | Automatic flow restrictor (MLLD) | Automatic flow restrictor (MLLD) |  |  | Annual line testing | Annual line testing |  | UST Currently In Use: 1; UST Temp Close: 1; AST Currently In Use: 0; AST Temp Closed: 0 | 1 | 1 | 5 | 25225-097-007786 | UNITED PACKERS LLC
44876 | Temporary Closed | 2016-04-01 | 1991-04-01 |  | Petroleum | On road diesel | On road diesel | Industrial | Fiberglass reinforced plastic | Fiberglass reinforced plastic |  |  | Fiberglass reinforced plastic |  | 1901-01-01 |  | Catchment Basin, Single walled catchment basin | Flow Rest 90% Full | Flow Rest 90% Full | Interstitial Monitoring within Secondary Containment |  | Continuous Automatic Tank Gauge | [5 empty] | Annual line testing | Annual line testing |  | UST Currently In Use: 1; UST Temp Close: 1; AST Currently In Use: 0; AST Temp Closed: 0 | 1 | 1 | 5 | 25225-097-007786 | UNITED PACKERS LLC
44877 | Currently in Use |  | 1994-06-16 |  | Petroleum | Unleaded gasoline | Unleaded gasoline | Retail | Fiberglass coated steel | Fiberglass coated steel |  |  | Fiberglass reinforced plastic |  | 1901-01-01 |  | Catchment Basin, Single walled catchment basin | Flow Rest 90% Full | Flow Rest 90% Full |  |  | Continuous Automatic Tank Gauge |  | Automatic flow restrictor (MLLD), Containment Sump | Containment Sump |  |  | Annual line testing | Annual line testing |  | UST Currently In Use: 3; UST Temp Close: 0; AST Currently In Use: 0; AST Temp Closed: 0 | 3 | 0 | 3 | 13658-097-006152 | SANDRA KAY CLARK
44878 | Currently in Use |  | 1994-06-16 |  | Petroleum | Mid-grade gasoline | Mid-grade gasoline | Retail | Fiberglass coated steel | Fiberglass coated steel |  |  | Fiberglass reinforced plastic |  | 1901-01-01 |  | Catchment Basin, Single walled catchment basin | Flow Rest 90% Full | Flow Rest 90% Full |  |  | Continuous Automatic Tank Gauge |  | Automatic flow restrictor (MLLD), Containment Sump | Containment Sump |  |  | Annual line testing | Annual line testing |  | UST Currently In Use: 3; UST Temp Close: 0; AST Currently In Use: 0; AST Temp Closed: 0 | 3 | 0 | 3 | 13658-097-006152 | SANDRA KAY CLARK
44879 | Currently in Use |  | 1994-06-16 |  | Petroleum | Premium gasoline | Premium gasoline | Retail | Fiberglass coated steel | Fiberglass coated steel |  |  | Fiberglass reinforced plastic |  | 1901-01-01 |  | Catchment Basin, Single walled catchment basin | Flow Rest 90% Full | Flow Rest 90% Full |  |  | Continuous Automatic Tank Gauge |  | Automatic flow restrictor (MLLD), Containment Sump | Containment Sump |  |  | Annual line testing | Annual line testing |  | UST Currently In Use: 3; UST Temp Close: 0; AST Currently In Use: 0; AST Temp Closed: 0 | 3 | 0 | 3 | 13658-097-006152 | SANDRA KAY CLARK
44880 | Cannot Locate or abandoned | 2000-01-01 | 1994-07-08 |  | Petroleum | Unleaded gasoline | Unleaded gasoline | Retail | Steel | Steel | Coated & cathodic protection (sti-P3) |  | Fiberglass reinforced plastic |  | 1901-01-01 | None | Catchment Basin, Single walled catchment basin | Flow Rest 90% Full | Flow Rest 90% Full |  |  | Automatic Tank Gauge | [5 empty] | Annual line testing | Annual line testing |  | UST Currently In Use: 0; UST Temp Close: 0; AST Currently In Use: 0; AST Temp Closed: 0 | 0 | 0 | 2 | 20589-091-008975 | CHARLES & TINA TUCKER
44881 | Cannot Locate or abandoned | 2000-01-01 | 1994-07-08 |  | Petroleum | Unleaded gasoline | Unleaded gasoline | Retail | Steel | Steel | Coated & cathodic protection (sti-P3) |  | Fiberglass reinforced plastic |  | 1901-01-01 | None | Catchment Basin, Single walled catchment basin | Flow Rest 90% Full | Flow Rest 90% Full |  |  | Automatic Tank Gauge | [5 empty] | Annual line testing | Annual line testing |  | UST Currently In Use: 0; UST Temp Close: 0; AST Currently In Use: 0; AST Temp Closed: 0 | 0 | 0 | 2 | 20589-091-008975 | CHARLES & TINA TUCKER
44882 | Permanently Closed | 1993-01-01 | 1901-01-01 | 1996-03-16 | Petroleum | Unleaded gasoline | Unleaded gasoline | Retail | [6 empty] | 1901-01-01 | [15 empty] | UST Currently In Use: 0; UST Temp Close: 0; AST Currently In Use: 0; AST Temp Closed: 0 | 0 | 0 | 4 | 19652-059-017270 | L.E. GRIFFIN OIL COMPANY
44883 | Permanently Closed | 1993-01-01 | 1901-01-01 | 1996-03-16 | Petroleum | Unleaded gasoline | Unleaded gasoline | Retail | [6 empty] | 1901-01-01 | [15 empty] | UST Currently In Use: 0; UST Temp Close: 0; AST Currently In Use: 0; AST Temp Closed: 0 | 0 | 0 | 4 | 19652-059-017270 | L.E. GRIFFIN OIL COMPANY
44884 | Permanently Closed | 1993-01-01 | 1901-01-01 | 1996-03-16 | Petroleum | Unleaded gasoline | Unleaded gasoline | Retail | [6 empty] | 1901-01-01 | [15 empty] | UST Currently In Use: 0; UST Temp Close: 0; AST Currently In Use: 0; AST Temp Closed: 0 | 0 | 0 | 4 | 19652-059-017270 | L.E. GRIFFIN OIL COMPANY
44885 | Permanently Closed | 1993-01-01 | 1901-01-01 | 1996-03-16 | Petroleum | Unleaded gasoline | Unleaded gasoline | Retail | [6 empty] | 1901-01-01 | [15 empty] | UST Currently In Use: 0; UST Temp Close: 0; AST Currently In Use: 0; AST Temp Closed: 0 | 0 | 0 | 4 | 19652-059-017270 | L.E. GRIFFIN OIL COMPANY
44886 | Currently in Use |  | 1994-06-15 |  | Petroleum | Unleaded gasoline | Unleaded gasoline | Retail | Steel | Steel | Coated & cathodic protection (sti-P3) |  | Fiberglass reinforced plastic |  |  |  | Catchment Basin, Single walled catchment basin | Audible high level alarm At 90% full, Flow Rest 90% Full | Flow Rest 90% Full |  |  | Automatic Tank Gauge | [8 empty] | UST Currently In Use: 1; UST Temp Close: 0; AST Currently In Use: 0; AST Temp Closed: 0 | 1 | 0 | 3 | 19653-123-008811 | EUGENE GAMBLE
44887 | Currently in Use |  | 1994-06-15 |  | Petroleum | Unleaded gasoline | Unleaded gasoline | Retail | Fiberglass coated steel | Fiberglass coated steel |  |  | Fiberglass reinforced plastic |  | 1901-01-01 |  | Catchment Basin, Single walled catchment basin | Flow Rest 90% Full | Flow Rest 90% Full |  |  | Continuous Automatic Tank Gauge |  | Automatic flow restrictor (MLLD), Containment Sump | Containment Sump |  |  | Annual line testing | Annual line testing |  | UST Currently In Use: 3; UST Temp Close: 0; AST Currently In Use: 0; AST Temp Closed: 0 | 3 | 0 | 3 | 13658-097-006154 | SANDRA KAY CLARK
44888 | Currently in Use |  | 1994-06-15 |  | Petroleum | Mid-grade gasoline | Mid-grade gasoline | Retail | Fiberglass coated steel | Fiberglass coated steel |  |  | Fiberglass reinforced plastic |  | 1901-01-01 |  | Catchment Basin, Single walled catchment basin | Flow Rest 90% Full | Flow Rest 90% Full |  |  | Continuous Automatic Tank Gauge |  | Automatic flow restrictor (MLLD), Containment Sump | Containment Sump |  |  | Annual line testing | Annual line testing |  | UST Currently In Use: 3; UST Temp Close: 0; AST Currently In Use: 0; AST Temp Closed: 0 | 3 | 0 | 3 | 13658-097-006154 | SANDRA KAY CLARK
44889 | Currently in Use |  | 1994-06-15 |  | Petroleum | Premium gasoline | Premium gasoline | Retail | Fiberglass coated steel | Fiberglass coated steel |  |  | Fiberglass reinforced plastic |  | 1901-01-01 |  | Catchment Basin, Single walled catchment basin | Flow Rest 90% Full | Flow Rest 90% Full |  |  | Continuous Automatic Tank Gauge |  | Automatic flow restrictor (MLLD), Containment Sump | Containment Sump |  |  | Annual line testing | Annual line testing |  | UST Currently In Use: 3; UST Temp Close: 0; AST Currently In Use: 0; AST Temp Closed: 0 | 3 | 0 | 3 | 13658-097-006154 | SANDRA KAY CLARK
44890 | Currently in Use |  | 1994-05-10 |  | Petroleum | Unleaded gasoline | Unleaded gasoline | Retail | Double Wall, Fiberglass reinforced plastic | Fiberglass reinforced plastic |  |  | Double Wall, Fiberglass reinforced plastic |  | 1901-01-01 |  | Catchment Basin, Single walled catchment basin | Automatic shutoff device At 95% full | Automatic shutoff device At 95% full |  |  | Continuous Automatic Tank Gauge |  | Automatic shutoff device (AELLD) | Automatic shutoff device (AELLD) |  |  | Automatic electronic line leak detector (AELLD) | Automatic electronic line leak detector (AELLD) |  | UST Currently In Use: 3; UST Temp Close: 0; AST Currently In Use: 0; AST Temp Closed: 0 | 3 | 0 | 4 | 23679-073-005368 | BOCA PROPERTIES LLC
44891 | Currently in Use |  | 1994-05-10 |  | Petroleum | Unleaded gasoline | Unleaded gasoline | Retail | Double Wall, Fiberglass reinforced plastic | Fiberglass reinforced plastic |  |  | Double Wall, Fiberglass reinforced plastic |  | 1901-01-01 |  | Catchment Basin, Single walled catchment basin | Automatic shutoff device At 95% full | Automatic shutoff device At 95% full |  |  | Continuous Automatic Tank Gauge |  | Automatic shutoff device (AELLD) | Automatic shutoff device (AELLD) |  |  | Automatic electronic line leak detector (AELLD) | Automatic electronic line leak detector (AELLD) |  | UST Currently In Use: 3; UST Temp Close: 0; AST Currently In Use: 0; AST Temp Closed: 0 | 3 | 0 | 4 | 23679-073-005368 | BOCA PROPERTIES LLC
44892 | Currently in Use |  | 1994-05-10 |  | Petroleum | Premium gasoline | Premium gasoline | Retail | Double Wall, Fiberglass reinforced plastic | Fiberglass reinforced plastic |  |  | Double Wall, Fiberglass reinforced plastic |  | 1901-01-01 |  | Catchment Basin, Single walled catchment basin | Automatic shutoff device At 95% full | Automatic shutoff device At 95% full |  |  | Continuous Automatic Tank Gauge |  | Automatic shutoff device (AELLD) | Automatic shutoff device (AELLD) | [5 empty] | UST Currently In Use: 3; UST Temp Close: 0; AST Currently In Use: 0; AST Temp Closed: 0 | 3 | 0 | 4 | 23679-073-005368 | BOCA PROPERTIES LLC
44893 | Currently in Use |  | 1994-06-01 |  | Petroleum | On road diesel | On road diesel | Retail | Fiberglass coated steel | Fiberglass coated steel |  |  | Double Wall, Fiberglass reinforced plastic |  | 1901-01-01 |  | Catchment Basin, Single walled catchment basin | Flow Rest 90% Full | Flow Rest 90% Full | Interstitial Monitoring within Secondary Containment | SENSOR TO ATG | Automatic Tank Gauge, Other |  | Automatic flow restrictor (MLLD), Containment Sump | Containment Sump | Interstitial Monitoring within Secondary Containment | SENSOR TO ATG | Continuous alarm system | Continuous alarm system |  | UST Currently In Use: 5; UST Temp Close: 0; AST Currently In Use: 0; AST Temp Closed: 0 | 5 | 0 | 7 | 22773-101-007340 | TA LEASING LLC
44894 | Currently in Use |  | 1994-06-01 |  | Petroleum | On road diesel | On road diesel | Retail | Fiberglass coated steel | Fiberglass coated steel |  |  | Double Wall, Fiberglass reinforced plastic |  | 1901-01-01 |  | Catchment Basin, Single walled catchment basin | Flow Rest 90% Full | Flow Rest 90% Full | Interstitial Monitoring within Secondary Containment | SENSOR TO ATG | Automatic Tank Gauge, Other |  | Automatic flow restrictor (MLLD), Containment Sump | Containment Sump | Interstitial Monitoring within Secondary Containment | SENSOR TO ATG | Continuous alarm system | Continuous alarm system |  | UST Currently In Use: 5; UST Temp Close: 0; AST Currently In Use: 0; AST Temp Closed: 0 | 5 | 0 | 7 | 22773-101-007340 | TA LEASING LLC
44895 | Currently in Use |  | 1994-06-01 |  | Petroleum | Unleaded gasoline | Unleaded gasoline | Retail | Fiberglass coated steel | Fiberglass coated steel |  |  | Flexible |  | 1901-01-01 |  | Catchment Basin, Single walled catchment basin | Flow Rest 90% Full | Flow Rest 90% Full | Interstitial Monitoring within Secondary Containment | SENSOR TO ATG | Automatic Tank Gauge |  | Automatic flow restrictor (MLLD), Containment Sump | Containment Sump | Interstitial Monitoring within Secondary Containment | SENSOR TO ATG | Continuous alarm system | Continuous alarm system |  | UST Currently In Use: 5; UST Temp Close: 0; AST Currently In Use: 0; AST Temp Closed: 0 | 5 | 0 | 7 | 22773-101-007340 | TA LEASING LLC
44897 | Currently in Use |  | 1994-06-01 |  | Petroleum | Premium gasoline | Premium gasoline | Retail | Fiberglass coated steel | Fiberglass coated steel |  |  | Flexible |  | 1901-01-01 |  | Catchment Basin, Single walled catchment basin | Flow Rest 90% Full | Flow Rest 90% Full | Interstitial Monitoring within Secondary Containment | SENSOR TO ATG | Automatic Tank Gauge |  | Automatic flow restrictor (MLLD), Containment Sump | Containment Sump | Interstitial Monitoring within Secondary Containment | SENSOR TO ATG | Continuous alarm system | Continuous alarm system |  | UST Currently In Use: 5; UST Temp Close: 0; AST Currently In Use: 0; AST Temp Closed: 0 | 5 | 0 | 7 | 22773-101-007340 | TA LEASING LLC
44898 | Currently in Use |  | 1994-06-01 |  | Petroleum | Used oil | Used oil | Retail | Fiberglass coated steel | Fiberglass coated steel |  |  | Flexible, HOSE W/CON |  | 1901-01-01 |  | Catchment Basin, EXEMPT | Other, EXEMPT | Other | Interstitial Monitoring within Secondary Containment | SENSOR TO ATG | Automatic Tank Gauge |  | Containment Sump | Containment Sump | [5 empty] | UST Currently In Use: 5; UST Temp Close: 0; AST Currently In Use: 0; AST Temp Closed: 0 | 5 | 0 | 7 | 22773-101-007340 | TA LEASING LLC
44899 | Permanently Closed | 2000-08-22 | 1991-09-15 | 2001-04-16 | Petroleum | Unleaded gasoline | Unleaded gasoline | Retail | Steel | Steel | Coated & cathodic protection (sti-P3) |  | Fiberglass reinforced plastic |  | 1901-01-01 |  | Catchment Basin, Single walled catchment basin | Automatic shutoff device At 95% full, Flow Rest 90% Full | Flow Rest 90% Full |  |  | Continuous Automatic Tank Gauge | [8 empty] | UST Currently In Use: 0; UST Temp Close: 0; AST Currently In Use: 0; AST Temp Closed: 0 | 0 | 0 | 6 | 14852-043-002702 | TERRY AND YOUNG OIL COMPANY, INC.
44900 | Permanently Closed | 2000-08-22 | 1991-09-15 | 2001-04-16 | Petroleum | On road diesel | On road diesel | Retail | Steel | Steel | Coated & cathodic protection (sti-P3) |  | Fiberglass reinforced plastic |  | 1901-01-01 |  | Catchment Basin, Single walled catchment basin | Automatic shutoff device At 95% full, Flow Rest 90% Full | Flow Rest 90% Full |  |  | Continuous Automatic Tank Gauge | [8 empty] | UST Currently In Use: 0; UST Temp Close: 0; AST Currently In Use: 0; AST Temp Closed: 0 | 0 | 0 | 6 | 14852-043-002702 | TERRY AND YOUNG OIL COMPANY, INC.
44901 | Permanently Closed | 2000-08-22 | 1991-09-15 | 2001-04-16 | Petroleum | Premium gasoline | Premium gasoline | Retail | Steel | Steel | Coated & cathodic protection (sti-P3) |  | Fiberglass reinforced plastic |  | 1901-01-01 |  | Catchment Basin, Single walled catchment basin | Automatic shutoff device At 95% full, Flow Rest 90% Full | Flow Rest 90% Full |  |  | Continuous Automatic Tank Gauge | [8 empty] | UST Currently In Use: 0; UST Temp Close: 0; AST Currently In Use: 0; AST Temp Closed: 0 | 0 | 0 | 6 | 14852-043-002702 | TERRY AND YOUNG OIL COMPANY, INC.
44902 | Currently in Use |  | 1994-02-15 |  | Petroleum | Unleaded gasoline | Unleaded gasoline | Retail | Steel | Steel | Coated & cathodic protection (sti-P3), Interior lined (not allowed as a standalone method of corrosion protection) |  | Fiberglass reinforced plastic |  | 1901-01-01 | None | Catchment Basin, Single walled catchment basin | Automatic shutoff device At 95% full | Automatic shutoff device At 95% full |  |  | Automatic Tank Gauge | [8 empty] | UST Currently In Use: 2; UST Temp Close: 0; AST Currently In Use: 0; AST Temp Closed: 0 | 2 | 0 | 1 | 13875-107-000462 | PICKENS COUNTY MEDICAL CENTER
44903 | Currently in Use |  | 1994-03-10 |  | Petroleum | Unleaded gasoline | Unleaded gasoline | Retail | Single Wall, Steel | Steel | Coated & cathodic protection (sti-P3) |  | Double Wall, Flexible | OPW |  |  | Catchment Basin, Single walled catchment basin | Automatic shutoff device At 95% full, Flow Rest 90% Full | Flow Rest 90% Full |  |  | Continuous Automatic Tank Gauge |  | Automatic shutoff device (AELLD), Containment Sump | Containment Sump | [5 empty] | UST Currently In Use: 3; UST Temp Close: 0; AST Currently In Use: 1; AST Temp Closed: 0 | 3 | 0 | 4 | 12534-055-005151 | IRA PHILLIPS INC
44904 | Currently in Use |  | 1994-03-10 |  | Petroleum | Premium gasoline | Premium gasoline | Retail | Single Wall, Steel | Steel | Coated & cathodic protection (sti-P3), Interior lined (not allowed as a standalone method of corrosion protection), REPAIR |  | Double Wall, Flexible | OPW |  |  | Catchment Basin, Single walled catchment basin | Automatic shutoff device At 95% full, Flow Rest 90% Full | Flow Rest 90% Full |  |  | Continuous Automatic Tank Gauge |  | Automatic shutoff device (AELLD), Containment Sump | Containment Sump | [5 empty] | UST Currently In Use: 3; UST Temp Close: 0; AST Currently In Use: 1; AST Temp Closed: 0 | 3 | 0 | 4 | 12534-055-005151 | IRA PHILLIPS INC
44905 | Currently in Use |  | 1994-03-10 |  | Petroleum | On road diesel | On road diesel | Retail | Single Wall, Steel | Steel | Coated & cathodic protection (sti-P3) |  | Flexible, Single Wall | OPW |  |  | Catchment Basin, Single walled catchment basin | Automatic shutoff device At 95% full, Flow Rest 90% Full | Flow Rest 90% Full |  |  | Continuous Automatic Tank Gauge | [8 empty] | UST Currently In Use: 3; UST Temp Close: 0; AST Currently In Use: 1; AST Temp Closed: 0 | 3 | 0 | 4 | 12534-055-005151 | IRA PHILLIPS INC
44907 | Currently in Use |  | 1994-06-25 |  | Petroleum | Unleaded gasoline | Unleaded gasoline | Retail | Single Wall, Steel | Steel | Coated & cathodic protection (sti-P3) |  | Double Wall, Fiberglass reinforced plastic |  |  |  | Catchment Basin, Single walled catchment basin | Flow Rest 90% Full | Flow Rest 90% Full |  |  | Continuous Automatic Tank Gauge |  | Automatic flow restrictor (MLLD), Containment Sump | Containment Sump |  |  | Annual line testing | Annual line testing |  | UST Currently In Use: 3; UST Temp Close: 0; AST Currently In Use: 0; AST Temp Closed: 0 | 3 | 0 | 2 | 25619-073-002311 | SAVANAH'S UAB STORE LLC
44908 | Currently in Use |  | 1994-06-25 |  | Petroleum | Unleaded gasoline | Unleaded gasoline | Retail | Single Wall, Steel | Steel | Coated & cathodic protection (sti-P3) |  | Double Wall, Fiberglass reinforced plastic |  |  |  | Catchment Basin, Single walled catchment basin | Flow Rest 90% Full | Flow Rest 90% Full |  |  | Continuous Automatic Tank Gauge |  | Automatic flow restrictor (MLLD), Containment Sump | Containment Sump |  |  | Annual line testing | Annual line testing |  | UST Currently In Use: 3; UST Temp Close: 0; AST Currently In Use: 0; AST Temp Closed: 0 | 3 | 0 | 2 | 25619-073-002311 | SAVANAH'S UAB STORE LLC
44909 | Currently in Use |  | 1994-07-12 |  | Petroleum | Premium gasoline | Premium gasoline | Industrial | Single Wall, Steel, 2G, 18D | Steel | Coated & cathodic protection (sti-P3) |  | Fiberglass reinforced plastic, Single Wall |  |  | None | Catchment Basin, Single walled catchment basin | Flow Rest 90% Full | Flow Rest 90% Full | [11 empty] | UST Currently In Use: 2; UST Temp Close: 0; AST Currently In Use: 0; AST Temp Closed: 0 | 2 | 0 | 5 | 14747-059-002084 | SUNSHINE TRUCKING, INC.
44910 | Currently in Use |  | 1994-07-14 |  | Petroleum | Virgin oil | Virgin oil | Industrial | Single Wall, Steel | Steel | Coated & cathodic protection (sti-P3) |  | Fiberglass reinforced plastic, Single Wall |  |  | None | Catchment Basin, Single walled catchment basin | Flow Rest 90% Full | Flow Rest 90% Full | [11 empty] | UST Currently In Use: 2; UST Temp Close: 0; AST Currently In Use: 0; AST Temp Closed: 0 | 2 | 0 | 5 | 14747-059-002084 | SUNSHINE TRUCKING, INC.
44911 | Permanently Closed | 2004-06-03 | 1984-04-01 | 2012-11-28 | Petroleum | Unleaded gasoline | Unleaded gasoline | Retail | Single Wall, Steel | Steel |  |  | Fiberglass reinforced plastic |  | 1901-01-01 |  | Catchment Basin, Single walled catchment basin | Automatic shutoff device At 95% full | Automatic shutoff device At 95% full |  |  | Statistical Inventory Reconciliation (SIR) | [8 empty] | UST Currently In Use: 0; UST Temp Close: 1; AST Currently In Use: 0; AST Temp Closed: 0 | 0 | 1 | 3 | 25774-117-017272 | SONIA BERTOLONE
44912 | Permanently Closed | 2004-06-03 | 1984-04-01 | 2012-11-28 | Petroleum | On road diesel | On road diesel | Retail | Single Wall, Steel | Steel |  |  | Fiberglass reinforced plastic |  | 1901-01-01 |  | Catchment Basin, Single walled catchment basin | Automatic shutoff device At 95% full | Automatic shutoff device At 95% full |  |  | Statistical Inventory Reconciliation (SIR) | [8 empty] | UST Currently In Use: 0; UST Temp Close: 1; AST Currently In Use: 0; AST Temp Closed: 0 | 0 | 1 | 3 | 25774-117-017272 | SONIA BERTOLONE
44913 | Permanently Closed | 2004-06-03 | 1984-04-01 | 2012-11-28 | Petroleum | Premium gasoline | Premium gasoline | Retail | Single Wall, Steel | Steel |  |  | Fiberglass reinforced plastic |  | 1901-01-01 |  | Catchment Basin, Single walled catchment basin | Automatic shutoff device At 95% full | Automatic shutoff device At 95% full |  |  | Statistical Inventory Reconciliation (SIR) | [8 empty] | UST Currently In Use: 0; UST Temp Close: 1; AST Currently In Use: 0; AST Temp Closed: 0 | 0 | 1 | 3 | 25774-117-017272 | SONIA BERTOLONE
44915 | Permanently Closed | 1996-12-01 | 1963-03-03 | 1997-02-12 | Petroleum | Used oil | Used oil | Retail | Steel | Steel |  | Painted or None | Steel |  | 1901-01-01 | None | [14 empty] | UST Currently In Use: 0; UST Temp Close: 0; AST Currently In Use: 0; AST Temp Closed: 0 | 0 | 0 | 6 | 13816-103-006800 | PEEBLES OIL C/O EVANS & ASSOCIATES
44916 | Temporary Closed | 2002-11-22 | 1901-01-01 |  | Petroleum | Unleaded gasoline | Unleaded gasoline | Retail | Single Wall, Steel | Steel | Field installed cathodic protection |  | Fiberglass reinforced plastic, Single Wall |  | 1901-01-01 |  | Catchment Basin, Single walled catchment basin | Automatic shutoff device At 95% full | Automatic shutoff device At 95% full |  |  |  |  | Automatic flow restrictor (MLLD) | Automatic flow restrictor (MLLD) |  |  | Annual line testing | Annual line testing |  | UST Currently In Use: 0; UST Temp Close: 2; AST Currently In Use: 0; AST Temp Closed: 0 | 0 | 2 | 0 | 19995-073-017274 | YASIN R FARISHIA
44917 | Temporary Closed | 2002-11-22 | 1901-01-01 |  | Petroleum | Premium gasoline | Premium gasoline | Retail | Single Wall, Steel | Steel | Field installed cathodic protection |  | Fiberglass reinforced plastic, Single Wall |  | 1901-01-01 |  | Catchment Basin, Single walled catchment basin | Automatic shutoff device At 95% full | Automatic shutoff device At 95% full |  |  |  |  | Automatic flow restrictor (MLLD) | Automatic flow restrictor (MLLD) |  |  | Annual line testing | Annual line testing |  | UST Currently In Use: 0; UST Temp Close: 2; AST Currently In Use: 0; AST Temp Closed: 0 | 0 | 2 | 0 | 19995-073-017274 | YASIN R FARISHIA
44918 | Temporary Closed | 2008-02-01 | 1986-02-26 |  | Petroleum | Unleaded gasoline | Unleaded gasoline | Retail | Steel | Steel | Coated & cathodic protection (sti-P3), Field installed cathodic protection |  | Steel |  | 1901-01-01 | Field installed cathodic protection | Catchment Basin, Single walled catchment basin | Automatic shutoff device At 95% full | Automatic shutoff device At 95% full |  |  | Statistical Inventory Reconciliation (SIR) | [8 empty] | UST Currently In Use: 0; UST Temp Close: 2; AST Currently In Use: 0; AST Temp Closed: 0 | 0 | 2 | 0 | 24743-073-017275 | CARISSA GARDINER GOODWIN
44919 | Temporary Closed | 2005-10-01 | 1986-02-26 |  | Petroleum | Premium gasoline | Premium gasoline | Retail | Steel | Steel | Coated & cathodic protection (sti-P3), Field installed cathodic protection |  | Steel |  | 1901-01-01 | Field installed cathodic protection | Catchment Basin, Single walled catchment basin | Automatic shutoff device At 95% full | Automatic shutoff device At 95% full |  |  | Statistical Inventory Reconciliation (SIR) | [8 empty] | UST Currently In Use: 0; UST Temp Close: 2; AST Currently In Use: 0; AST Temp Closed: 0 | 0 | 2 | 0 | 24743-073-017275 | CARISSA GARDINER GOODWIN
44920 | Permanently Closed | 2011-09-04 | 1994-07-08 | 2012-05-08 | Petroleum | Unleaded gasoline | Unleaded gasoline | Retail, State/Federal Government | Fiberglass reinforced plastic | Fiberglass reinforced plastic |  |  | Fiberglass reinforced plastic, Single Wall |  | 1901-01-01 |  | Catchment Basin, Single walled catchment basin | Automatic shutoff device At 95% full | Automatic shutoff device At 95% full |  |  | Statistical Inventory Reconciliation (SIR) |  | Containment Sump | Containment Sump |  |  | Statistical inventory reconciliation (SIR) | Statistical inventory reconciliation (SIR) |  | UST Currently In Use: 0; UST Temp Close: 0; AST Currently In Use: 0; AST Temp Closed: 0 | 0 | 0 | 2 | 21392-055-006135 | ALABAMA DEPARTMENT OF TRANSPORTATION
44921 | Permanently Closed | 2011-09-04 | 1994-07-08 | 2012-05-08 | Petroleum | Premium gasoline | Premium gasoline | Retail, State/Federal Government | Fiberglass reinforced plastic | Fiberglass reinforced plastic |  |  | Fiberglass reinforced plastic, Single Wall |  | 1901-01-01 |  | Catchment Basin, Single walled catchment basin | Automatic shutoff device At 95% full | Automatic shutoff device At 95% full |  |  | Statistical Inventory Reconciliation (SIR) |  | Containment Sump | Containment Sump |  |  | Statistical inventory reconciliation (SIR) | Statistical inventory reconciliation (SIR) |  | UST Currently In Use: 0; UST Temp Close: 0; AST Currently In Use: 0; AST Temp Closed: 0 | 0 | 0 | 2 | 21392-055-006135 | ALABAMA DEPARTMENT OF TRANSPORTATION
44922 | Temporary Closed | 2008-05-06 | 1994-07-08 |  | Petroleum | On road diesel | On road diesel | Retail | Fiberglass reinforced plastic | Fiberglass reinforced plastic |  |  | Fiberglass reinforced plastic |  | 1901-01-01 |  | Catchment Basin, Single walled catchment basin | Automatic shutoff device At 95% full | Automatic shutoff device At 95% full |  |  | Statistical Inventory Reconciliation (SIR) |  | Automatic flow restrictor (MLLD), Containment Sump | Containment Sump |  |  | Statistical inventory reconciliation (SIR) | Statistical inventory reconciliation (SIR) |  | UST Currently In Use: 0; UST Temp Close: 1; AST Currently In Use: 0; AST Temp Closed: 4 | 0 | 1 | 4 | 13849-055-006135 | EDWIN REX PETERS
44923 | Permanently Closed | 1998-03-01 | 1988-08-31 | 1998-03-11 | Petroleum | On road diesel | On road diesel | Bulk facility | Steel | Steel |  |  | Fiberglass reinforced plastic |  | 1901-01-01 |  | Catchment Basin, Single walled catchment basin | Flow Rest 90% Full | Flow Rest 90% Full |  |  | Statistical Inventory Reconciliation (SIR) | [5 empty] | Annual line testing, Statistical inventory reconciliation (SIR) | Statistical inventory reconciliation (SIR) |  | UST Currently In Use: 3; UST Temp Close: 0; AST Currently In Use: 0; AST Temp Closed: 0 | 3 | 0 | 3 | 13951-073-017276 | QUALITY PETROLEUM OF ALABAMA INC
44924 | Permanently Closed | 1998-03-01 | 1988-08-31 | 1998-03-11 | Petroleum | On road diesel | On road diesel | Bulk facility | Steel | Steel |  |  | Fiberglass reinforced plastic |  | 1901-01-01 |  | Catchment Basin, Single walled catchment basin | Flow Rest 90% Full | Flow Rest 90% Full |  |  | Statistical Inventory Reconciliation (SIR) | [5 empty] | Annual line testing, Statistical inventory reconciliation (SIR) | Statistical inventory reconciliation (SIR) |  | UST Currently In Use: 3; UST Temp Close: 0; AST Currently In Use: 0; AST Temp Closed: 0 | 3 | 0 | 3 | 13951-073-017276 | QUALITY PETROLEUM OF ALABAMA INC
44925 | Permanently Closed | 1998-03-01 | 1988-08-31 | 1998-03-11 | Petroleum | Kerosene | Kerosene | Bulk facility | Steel | Steel |  |  | Fiberglass reinforced plastic |  | 1901-01-01 |  | Catchment Basin, Single walled catchment basin | Flow Rest 90% Full | Flow Rest 90% Full |  |  | Statistical Inventory Reconciliation (SIR) | [5 empty] | Annual line testing, Statistical inventory reconciliation (SIR) | Statistical inventory reconciliation (SIR) |  | UST Currently In Use: 3; UST Temp Close: 0; AST Currently In Use: 0; AST Temp Closed: 0 | 3 | 0 | 3 | 13951-073-017276 | QUALITY PETROLEUM OF ALABAMA INC
44926 | Currently in Use |  | 1994-08-01 |  | Petroleum | On road diesel | On road diesel | Industrial | Double Wall, Fiberglass coated steel | Fiberglass coated steel | Other, JACKETED |  | Double Wall, Flexible | OPW | 1901-01-01 |  | Catchment Basin, Single walled catchment basin | Automatic shutoff device At 95% full | Automatic shutoff device At 95% full | Interstitial Monitoring within Secondary Containment | SENSOR TO ATG | Continuous Automatic Tank Gauge |  | Automatic flow restrictor (MLLD), Containment Sump | Containment Sump | Interstitial Monitoring within Secondary Containment | MANUAL/VISUAL CHECK | Continuous alarm system | Continuous alarm system |  | UST Currently In Use: 2; UST Temp Close: 0; AST Currently In Use: 0; AST Temp Closed: 0 | 2 | 0 | 2 | 10383-015-006853 | B R WILLIAMS TRUCKING, INC
44927 | Currently in Use |  | 1994-08-01 |  | Petroleum | On road diesel | On road diesel | Industrial | Double Wall, Fiberglass coated steel | Fiberglass coated steel | Other, JACKETED |  | Double Wall, Flexible, POLYTECH | APT | 1901-01-01 |  | Catchment Basin, Single walled catchment basin | Automatic shutoff device At 95% full | Automatic shutoff device At 95% full | Interstitial Monitoring within Secondary Containment | SENSOR TO ATG | Continuous Automatic Tank Gauge |  | Automatic flow restrictor (MLLD), Containment Sump | Containment Sump | Interstitial Monitoring within Secondary Containment | MANUAL/VISUAL CHECK | Continuous alarm system | Continuous alarm system |  | UST Currently In Use: 2; UST Temp Close: 0; AST Currently In Use: 0; AST Temp Closed: 0 | 2 | 0 | 2 | 10383-015-006853 | B R WILLIAMS TRUCKING, INC
44928 | Currently in Use |  | 1994-04-24 |  | Petroleum | On road diesel | On road diesel | Retail | Single Wall, Steel | Steel | Coated & cathodic protection (sti-P3) |  | Double Wall, Fiberglass reinforced plastic |  |  | Other, FLXS ISOLA | Catchment Basin, Single walled catchment basin | Flow Rest 90% Full | Flow Rest 90% Full |  |  | Continuous Automatic Tank Gauge | Single walled submersible pump containment sump | Automatic flow restrictor (MLLD), Containment Sump | Containment Sump |  |  | Annual line testing | Annual line testing |  | UST Currently In Use: 3; UST Temp Close: 0; AST Currently In Use: 0; AST Temp Closed: 0 | 3 | 0 | 0 | 19096-095-013244 | GUNTERSVILLE MARINA. INC.
44929 | Temporary Closed | 1997-01-01 | 1994-01-01 |  | Petroleum | Unleaded gasoline | Unleaded gasoline | Retail | Steel | Steel | Coated & cathodic protection (sti-P3) |  | Fiberglass reinforced plastic |  | 1901-01-01 |  | Catchment Basin, Single walled catchment basin | Flow Rest 90% Full | Flow Rest 90% Full | [11 empty] | UST Currently In Use: 0; UST Temp Close: 2; AST Currently In Use: 0; AST Temp Closed: 0 | 0 | 2 | 0 | 19667-125-017277 | TINA MONTGOMERY
44930 | Temporary Closed | 1997-01-01 | 1994-01-01 |  | Petroleum | Unleaded gasoline | Unleaded gasoline | Retail | Steel | Steel | Coated & cathodic protection (sti-P3) |  | Fiberglass reinforced plastic |  | 1901-01-01 |  | Catchment Basin, Single walled catchment basin | Flow Rest 90% Full | Flow Rest 90% Full | [11 empty] | UST Currently In Use: 0; UST Temp Close: 2; AST Currently In Use: 0; AST Temp Closed: 0 | 0 | 2 | 0 | 19667-125-017277 | TINA MONTGOMERY
44931 | Currently in Use |  | 1994-08-19 |  | Petroleum | Unleaded gasoline | Unleaded gasoline | Industrial | Fiberglass reinforced plastic | Fiberglass reinforced plastic |  |  | Flexible |  | 1901-01-01 |  | Catchment Basin, Single walled catchment basin | Automatic shutoff device At 95% full, Flow Rest 90% Full | Flow Rest 90% Full | Interstitial Monitoring within Secondary Containment |  | Continuous Automatic Tank Gauge | Single walled submersible pump containment sump | Automatic shutoff device (AELLD), Containment Sump | Containment Sump | [5 empty] | UST Currently In Use: 1; UST Temp Close: 0; AST Currently In Use: 0; AST Temp Closed: 0 | 1 | 0 | 2 | 10146-123-011572 | ALABAMA POWER COMPANY
44933 | Permanently Closed | 2013-04-04 | 1992-05-01 | 2013-04-04 | Petroleum | Unleaded gasoline | Unleaded gasoline | Retail | Fiberglass reinforced plastic | Fiberglass reinforced plastic |  |  | Fiberglass reinforced plastic |  | 1901-01-01 |  | Catchment Basin, Single walled catchment basin | Automatic shutoff device At 95% full, Flow Rest 90% Full | Flow Rest 90% Full |  |  | Continuous Automatic Tank Gauge |  | Automatic shutoff device (AELLD) | Automatic shutoff device (AELLD) | [5 empty] | UST Currently In Use: 0; UST Temp Close: 0; AST Currently In Use: 0; AST Temp Closed: 0 | 0 | 0 | 3 | 13378-073-017278 | MCPHERSON COMPANIES, INC.
44934 | Permanently Closed | 2013-04-04 | 1992-05-01 | 2013-04-04 | Petroleum | Mid-grade gasoline | Mid-grade gasoline | Retail | Fiberglass reinforced plastic | Fiberglass reinforced plastic |  |  | Fiberglass reinforced plastic |  | 1901-01-01 |  | Catchment Basin, Single walled catchment basin | Automatic shutoff device At 95% full, Flow Rest 90% Full | Flow Rest 90% Full |  |  | Continuous Automatic Tank Gauge |  | Automatic shutoff device (AELLD) | Automatic shutoff device (AELLD) | [5 empty] | UST Currently In Use: 0; UST Temp Close: 0; AST Currently In Use: 0; AST Temp Closed: 0 | 0 | 0 | 3 | 13378-073-017278 | MCPHERSON COMPANIES, INC.
44935 | Permanently Closed | 2013-04-04 | 1992-05-01 | 2013-04-04 | Petroleum | Premium gasoline | Premium gasoline | Retail | Fiberglass reinforced plastic | Fiberglass reinforced plastic |  |  | Fiberglass reinforced plastic |  | 1901-01-01 |  | Catchment Basin, Single walled catchment basin | Automatic shutoff device At 95% full, Flow Rest 90% Full | Flow Rest 90% Full |  |  | Continuous Automatic Tank Gauge |  | Automatic shutoff device (AELLD) | Automatic shutoff device (AELLD) | [5 empty] | UST Currently In Use: 0; UST Temp Close: 0; AST Currently In Use: 0; AST Temp Closed: 0 | 0 | 0 | 3 | 13378-073-017278 | MCPHERSON COMPANIES, INC.
44936 | Currently in Use |  | 1994-08-24 |  | Petroleum | Unleaded gasoline | Unleaded gasoline | Retail | Double Wall, Steel | Steel | Coated & cathodic protection (sti-P3) |  | Fiberglass reinforced plastic |  |  | None | Catchment Basin, Single walled catchment basin | Automatic shutoff device At 95% full | Automatic shutoff device At 95% full | Interstitial Monitoring within Secondary Containment | MANUAL/VISUAL CHECK | [9 empty] | UST Currently In Use: 3; UST Temp Close: 0; AST Currently In Use: 0; AST Temp Closed: 0 | 3 | 0 | 4 | 21362-003-004411 | LEON ALLEN
44937 | Currently in Use |  | 1994-08-24 |  | Petroleum | Unleaded gasoline | Unleaded gasoline | Retail | Double Wall, Steel | Steel | Coated & cathodic protection (sti-P3) |  | Fiberglass reinforced plastic |  |  | None | Catchment Basin, Single walled catchment basin | Automatic shutoff device At 95% full | Automatic shutoff device At 95% full | Interstitial Monitoring within Secondary Containment | MANUAL/VISUAL CHECK | [9 empty] | UST Currently In Use: 3; UST Temp Close: 0; AST Currently In Use: 0; AST Temp Closed: 0 | 3 | 0 | 4 | 21362-003-004411 | LEON ALLEN
44938 | Currently in Use |  | 1994-08-24 |  | Petroleum | On road diesel | On road diesel | Retail | Double Wall, Steel | Steel | Coated & cathodic protection (sti-P3) |  | Fiberglass reinforced plastic |  |  | None | Catchment Basin, Single walled catchment basin | Automatic shutoff device At 95% full | Automatic shutoff device At 95% full | Interstitial Monitoring within Secondary Containment | MANUAL/VISUAL CHECK | [9 empty] | UST Currently In Use: 3; UST Temp Close: 0; AST Currently In Use: 0; AST Temp Closed: 0 | 3 | 0 | 4 | 21362-003-004411 | LEON ALLEN
44939 | Permanently Closed | 2012-04-23 | 1994-08-15 | 2012-04-23 | Petroleum | On road diesel | On road diesel | Emergency Power Generator, State/Federal Government | Fiberglass reinforced plastic | Fiberglass reinforced plastic |  |  | Fiberglass reinforced plastic, FRP |  | 1901-01-01 |  | Catchment Basin, Single walled catchment basin | Audible high level alarm At 90% full, Automatic shutoff device At 95% full | Automatic shutoff device At 95% full | Interstitial Monitoring within Secondary Containment |  | Automatic Tank Gauge | [8 empty] | UST Currently In Use: 0; UST Temp Close: 0; AST Currently In Use: 13; AST Temp Closed: 0 | 0 | 0 | 11 | 15158-125-001921 | TUSCALOOSA V A MEDICAL CENTER
44940 | Permanently Closed | 2012-03-08 | 1994-08-15 | 2012-03-08 | Petroleum | On road diesel | On road diesel | Emergency Power Generator, State/Federal Government | Fiberglass reinforced plastic | Fiberglass reinforced plastic |  |  | Fiberglass reinforced plastic, FRP |  | 1901-01-01 |  | Catchment Basin, Single walled catchment basin | Audible high level alarm At 90% full, Automatic shutoff device At 95% full | Automatic shutoff device At 95% full | Interstitial Monitoring within Secondary Containment |  | Automatic Tank Gauge | [8 empty] | UST Currently In Use: 0; UST Temp Close: 0; AST Currently In Use: 13; AST Temp Closed: 0 | 0 | 0 | 11 | 15158-125-001921 | TUSCALOOSA V A MEDICAL CENTER
44941 | Currently in Use |  | 1994-04-11 |  | Petroleum | Unleaded gasoline | Unleaded gasoline | Retail | Steel | Steel | Coated & cathodic protection (sti-P3) |  | Flexible |  |  |  | Catchment Basin, Single walled catchment basin | Flow Rest 90% Full | Flow Rest 90% Full |  |  | Continuous Automatic Tank Gauge |  | Automatic flow restrictor (MLLD), Containment Sump | Containment Sump |  |  | Annual line testing | Annual line testing |  | UST Currently In Use: 2; UST Temp Close: 0; AST Currently In Use: 0; AST Temp Closed: 0 | 2 | 0 | 0 | 25844-053-017279 | SUHAG PATEL
44942 | Currently in Use |  | 1994-04-11 |  | Petroleum | Premium gasoline | Premium gasoline | Retail | Steel | Steel | Coated & cathodic protection (sti-P3) |  | Flexible |  |  |  | Catchment Basin, Single walled catchment basin | Flow Rest 90% Full | Flow Rest 90% Full |  |  | Continuous Automatic Tank Gauge |  | Automatic flow restrictor (MLLD), Containment Sump | Containment Sump |  |  | Annual line testing | Annual line testing |  | UST Currently In Use: 2; UST Temp Close: 0; AST Currently In Use: 0; AST Temp Closed: 0 | 2 | 0 | 0 | 25844-053-017279 | SUHAG PATEL
44943 | Currently in Use |  | 1994-08-01 |  | Petroleum | Unleaded gasoline | Unleaded gasoline | Retail | Fiberglass reinforced plastic, Single Wall | Single Wall |  |  | Double Wall, Flexible |  |  |  | Catchment Basin, Single walled catchment basin | Automatic shutoff device At 95% full, Flow Rest 90% Full | Flow Rest 90% Full |  |  | Continuous Automatic Tank Gauge |  | Automatic flow restrictor (MLLD), Containment Sump | Containment Sump |  |  | Annual line testing | Annual line testing |  | UST Currently In Use: 4; UST Temp Close: 0; AST Currently In Use: 0; AST Temp Closed: 0 | 4 | 0 | 0 | 15201-103-017280 | VULCAN OIL COMPANY INC.
44944 | Currently in Use |  | 1994-08-01 |  | Petroleum | Unleaded gasoline | Unleaded gasoline | Retail | Fiberglass reinforced plastic, Single Wall | Single Wall |  |  | Double Wall, Flexible |  |  |  | Catchment Basin, Single walled catchment basin | Automatic shutoff device At 95% full, Flow Rest 90% Full | Flow Rest 90% Full |  |  | Continuous Automatic Tank Gauge |  | Automatic flow restrictor (MLLD), Containment Sump | Containment Sump |  |  | Annual line testing | Annual line testing |  | UST Currently In Use: 4; UST Temp Close: 0; AST Currently In Use: 0; AST Temp Closed: 0 | 4 | 0 | 0 | 15201-103-017280 | VULCAN OIL COMPANY INC.
44945 | Currently in Use |  | 1994-08-01 |  | Petroleum | Premium gasoline | Premium gasoline | Retail | Fiberglass reinforced plastic, Single Wall | Single Wall |  |  | Double Wall, Flexible |  |  |  | Catchment Basin, Single walled catchment basin | Automatic shutoff device At 95% full, Flow Rest 90% Full | Flow Rest 90% Full |  |  | Continuous Automatic Tank Gauge |  | Automatic flow restrictor (MLLD), Containment Sump | Containment Sump |  |  | Annual line testing | Annual line testing |  | UST Currently In Use: 4; UST Temp Close: 0; AST Currently In Use: 0; AST Temp Closed: 0 | 4 | 0 | 0 | 15201-103-017280 | VULCAN OIL COMPANY INC.
44946 | Currently in Use |  | 1994-08-01 |  | Petroleum | On road diesel | On road diesel | Retail | Fiberglass reinforced plastic, Single Wall | Single Wall |  |  | Double Wall, Flexible |  |  |  | Catchment Basin, Single walled catchment basin | Automatic shutoff device At 95% full, Flow Rest 90% Full | Flow Rest 90% Full |  |  | Continuous Automatic Tank Gauge | [8 empty] | UST Currently In Use: 4; UST Temp Close: 0; AST Currently In Use: 0; AST Temp Closed: 0 | 4 | 0 | 0 | 15201-103-017280 | VULCAN OIL COMPANY INC.
44947 | Currently in Use |  | 1994-05-10 |  | Petroleum | On road diesel | On road diesel | Retail | Single Wall, Steel | Steel | Coated & cathodic protection (sti-P3) |  | Fiberglass reinforced plastic, Single Wall |  |  |  | Catchment Basin, Single walled catchment basin | Automatic shutoff device At 95% full | Automatic shutoff device At 95% full |  |  | Continuous Automatic Tank Gauge |  | Automatic flow restrictor (MLLD), Containment Sump | Containment Sump |  |  | Annual line testing | Annual line testing |  | UST Currently In Use: 3; UST Temp Close: 0; AST Currently In Use: 0; AST Temp Closed: 0 | 3 | 0 | 0 | 22176-097-017281 | Circle K Stores, Inc.
44948 | Currently in Use |  | 1994-05-10 |  | Petroleum | Premium gasoline | Premium gasoline | Retail | Single Wall, Steel | Steel | Coated & cathodic protection (sti-P3) |  | Fiberglass reinforced plastic, Single Wall |  |  |  | Catchment Basin, Single walled catchment basin | Automatic shutoff device At 95% full | Automatic shutoff device At 95% full |  | SENSOR TO ATG | Continuous Automatic Tank Gauge |  | Automatic flow restrictor (MLLD), Containment Sump | Containment Sump |  |  | Annual line testing | Annual line testing |  | UST Currently In Use: 3; UST Temp Close: 0; AST Currently In Use: 0; AST Temp Closed: 0 | 3 | 0 | 0 | 22176-097-017281 | Circle K Stores, Inc.
44949 | Currently in Use |  | 1994-05-10 |  | Petroleum | Unleaded gasoline | Unleaded gasoline | Retail | Single Wall, Steel | Steel | Coated & cathodic protection (sti-P3) |  | Fiberglass reinforced plastic, Single Wall |  |  |  | Catchment Basin, Single walled catchment basin | Automatic shutoff device At 95% full | Automatic shutoff device At 95% full |  | SENSOR TO ATG | Continuous Automatic Tank Gauge |  | Automatic flow restrictor (MLLD), Containment Sump | Containment Sump |  |  | Annual line testing | Annual line testing |  | UST Currently In Use: 3; UST Temp Close: 0; AST Currently In Use: 0; AST Temp Closed: 0 | 3 | 0 | 0 | 22176-097-017281 | Circle K Stores, Inc.
44951 | Currently in Use |  | 1989-07-31 |  | Petroleum | Unleaded gasoline | Unleaded gasoline | Local government | Steel | Steel | Coated & cathodic protection (sti-P3) |  | Fiberglass reinforced plastic |  |  |  | Catchment Basin, Single walled catchment basin | Flow Rest 90% Full | Flow Rest 90% Full |  |  | Statistical Inventory Reconciliation (SIR) | [8 empty] | UST Currently In Use: 2; UST Temp Close: 0; AST Currently In Use: 1; AST Temp Closed: 0 | 2 | 0 | 1 | 10675-053-002390 | BREWTON CITY BOARD OF EDUCATION
44952 | Currently in Use |  | 1989-07-31 |  | Petroleum | On road diesel | On road diesel | Local government | Steel | Steel | Coated & cathodic protection (sti-P3) |  | Fiberglass reinforced plastic |  |  |  | Catchment Basin, Single walled catchment basin | Flow Rest 90% Full | Flow Rest 90% Full |  |  | Statistical Inventory Reconciliation (SIR) | [8 empty] | UST Currently In Use: 2; UST Temp Close: 0; AST Currently In Use: 1; AST Temp Closed: 0 | 2 | 0 | 1 | 10675-053-002390 | BREWTON CITY BOARD OF EDUCATION
44953 | Currently in Use |  | 1994-05-23 |  | Petroleum | On road diesel | On road diesel | Bulk facility, Local Government | Steel | Steel | Coated & cathodic protection (sti-P3), Field installed cathodic protection |  | Fiberglass reinforced plastic |  |  |  | Catchment Basin, Single walled catchment basin | Audible high level alarm At 90% full, Flow Rest 90% Full | Flow Rest 90% Full |  |  | Automatic Tank Gauge | [8 empty] | UST Currently In Use: 2; UST Temp Close: 0; AST Currently In Use: 0; AST Temp Closed: 0 | 2 | 0 | 0 | 13881-109-017282 | PIKE COUNTY COMMISSION
44954 | Currently in Use |  | 1994-05-23 |  | Petroleum | Unleaded gasoline | Unleaded gasoline | Bulk facility, Local Government | Steel | Steel | Coated & cathodic protection (sti-P3), Field installed cathodic protection |  | Fiberglass reinforced plastic |  |  |  | Catchment Basin, Single walled catchment basin | Audible high level alarm At 90% full, Flow Rest 90% Full | Flow Rest 90% Full |  |  | Automatic Tank Gauge | [8 empty] | UST Currently In Use: 2; UST Temp Close: 0; AST Currently In Use: 0; AST Temp Closed: 0 | 2 | 0 | 0 | 13881-109-017282 | PIKE COUNTY COMMISSION
44955 | Permanently Closed | 1994-11-01 | 1991-01-01 | 1994-11-16 | Petroleum | Unleaded gasoline | Unleaded gasoline | Retail | Steel | Steel | Coated & cathodic protection (sti-P3) |  | Steel |  | 1901-01-01 | [12 empty] | Annual line testing | Annual line testing |  | UST Currently In Use: 0; UST Temp Close: 0; AST Currently In Use: 0; AST Temp Closed: 0 | 0 | 0 | 5 | 10303-125-017283 | ARMSTRONG OIL CO INC
44956 | Permanently Closed | 1994-11-16 | 1991-01-01 | 1994-11-16 | Petroleum | Unleaded gasoline | Unleaded gasoline | Retail | Steel | Steel | Coated & cathodic protection (sti-P3) |  | Steel |  | 1901-01-01 | [12 empty] | Annual line testing | Annual line testing |  | UST Currently In Use: 0; UST Temp Close: 0; AST Currently In Use: 0; AST Temp Closed: 0 | 0 | 0 | 5 | 10303-125-017283 | ARMSTRONG OIL CO INC
44957 | Currently in Use |  | 1994-06-17 |  | Petroleum | Unleaded gasoline | Unleaded gasoline | Retail | Single Wall, Steel | Steel | Coated & cathodic protection (sti-P3) |  | Double Wall, Fiberglass reinforced plastic, 2 PIECES |  |  |  | Catchment Basin, Single walled catchment basin | Automatic shutoff device At 95% full, Flow Rest 90% Full | Flow Rest 90% Full |  |  | Continuous Automatic Tank Gauge |  | Automatic flow restrictor (MLLD) | Automatic flow restrictor (MLLD) |  |  | Annual line testing | Annual line testing |  | UST Currently In Use: 2; UST Temp Close: 1; AST Currently In Use: 0; AST Temp Closed: 0 | 2 | 1 | 4 | 22075-073-006468 | DUONG HOANG
44958 | Currently in Use |  | 1994-06-17 |  | Petroleum | Mid-grade gasoline | Mid-grade gasoline | Retail | Single Wall, Steel | Steel | Coated & cathodic protection (sti-P3) |  | Double Wall, Fiberglass reinforced plastic, 2 PIECES |  |  |  | Catchment Basin, Single walled catchment basin | Automatic shutoff device At 95% full, Flow Rest 90% Full | Flow Rest 90% Full |  |  | Continuous Automatic Tank Gauge |  | Automatic flow restrictor (MLLD), Containment Sump | Containment Sump |  |  | Annual line testing | Annual line testing |  | UST Currently In Use: 2; UST Temp Close: 1; AST Currently In Use: 0; AST Temp Closed: 0 | 2 | 1 | 4 | 22075-073-006468 | DUONG HOANG
44959 | Temporary Closed | 2019-09-30 | 1994-06-17 |  | Petroleum | Premium gasoline | Premium gasoline | Retail | Single Wall, Steel | Steel | Coated & cathodic protection (sti-P3) |  | Double Wall, Fiberglass reinforced plastic, 2 PIECES |  |  |  | Catchment Basin, Single walled catchment basin | Automatic shutoff device At 95% full, Flow Rest 90% Full | Flow Rest 90% Full | Interstitial Monitoring within Secondary Containment |  | Continuous Automatic Tank Gauge |  | Automatic flow restrictor (MLLD), Containment Sump | Containment Sump |  |  | Annual line testing | Annual line testing |  | UST Currently In Use: 2; UST Temp Close: 1; AST Currently In Use: 0; AST Temp Closed: 0 | 2 | 1 | 4 | 22075-073-006468 | DUONG HOANG
44960 | Permanently Closed | 1996-12-31 | 1901-01-01 | 1998-01-21 | Petroleum | Unleaded gasoline | Unleaded gasoline | Retail | Steel | Steel |  | Painted or None | Steel |  | 1901-01-01 | [12 empty] | Annual line testing | Annual line testing |  | UST Currently In Use: 0; UST Temp Close: 0; AST Currently In Use: 0; AST Temp Closed: 0 | 0 | 0 | 3 | 19678-115-017285 | RAY COBB
44961 | Permanently Closed | 1990-01-21 | 1901-01-01 | 1998-01-21 | Petroleum | Unleaded gasoline | Unleaded gasoline | Retail | Steel | Steel |  | Painted or None | Steel |  | 1901-01-01 | [12 empty] | Annual line testing | Annual line testing |  | UST Currently In Use: 0; UST Temp Close: 0; AST Currently In Use: 0; AST Temp Closed: 0 | 0 | 0 | 3 | 19678-115-017285 | RAY COBB
44962 | Permanently Closed | 1996-12-31 | 1901-01-01 | 1998-01-21 | Petroleum | On road diesel | On road diesel | Retail | Steel | Steel |  | Painted or None | Steel |  | 1901-01-01 |  | Catchment Basin, Single walled catchment basin | [10 empty] | Annual line testing | Annual line testing |  | UST Currently In Use: 0; UST Temp Close: 0; AST Currently In Use: 0; AST Temp Closed: 0 | 0 | 0 | 3 | 19678-115-017285 | RAY COBB
44963 | Currently in Use |  | 1993-01-08 |  | Petroleum | Unleaded gasoline | Unleaded gasoline | Retail | Steel | Steel | Coated & cathodic protection (sti-P3) |  | Fiberglass reinforced plastic |  |  |  | Catchment Basin, Single walled catchment basin | Flow Rest 90% Full | Flow Rest 90% Full |  |  | Automatic Tank Gauge |  | Automatic flow restrictor (MLLD), Containment Sump | Containment Sump |  |  | Annual line testing | Annual line testing |  | UST Currently In Use: 1; UST Temp Close: 0; AST Currently In Use: 0; AST Temp Closed: 0 | 1 | 0 | 0 | 19680-125-017287 | MICHAEL BENNETT
44964 | Permanently Closed | 1994-07-01 | 1993-02-01 | 1994-07-01 | Petroleum | Used oil | Used oil | Retail | Steel | Steel | Coated & cathodic protection (sti-P3) |  | Fiberglass reinforced plastic |  | 1901-01-01 |  | Catchment Basin, Single walled catchment basin | Automatic shutoff device At 95% full | Automatic shutoff device At 95% full |  |  | Manual Tank Gauging (only tanks 1000 gal. or less and 48” or 64” in diameter) | [8 empty] | UST Currently In Use: 0; UST Temp Close: 0; AST Currently In Use: 0; AST Temp Closed: 0 | 0 | 0 | 1 | 14262-047-016628 | Ryder System Inc.
44965 | Permanently Closed | 1996-08-21 | 1993-02-01 | 1996-08-21 | Petroleum | Used oil | Used oil | Retail | Steel | Steel | Coated & cathodic protection (sti-P3) |  | Fiberglass reinforced plastic |  | 1901-01-01 |  | Catchment Basin, Single walled catchment basin | Automatic shutoff device At 95% full | Automatic shutoff device At 95% full |  |  | Manual Tank Gauging (only tanks 1000 gal. or less and 48” or 64” in diameter) | [8 empty] | UST Currently In Use: 0; UST Temp Close: 0; AST Currently In Use: 0; AST Temp Closed: 0 | 0 | 0 | 1 | 14262-089-017289 | Ryder System Inc.
44966 | Currently in Use |  | 1994-08-26 |  | Petroleum | Unleaded gasoline | Unleaded gasoline | Local Government, Retail | Single Wall, Steel | Steel | Coated & cathodic protection (sti-P3) |  | Fiberglass reinforced plastic, Single Wall |  |  |  | Catchment Basin, Single walled catchment basin | Automatic shutoff device At 95% full | Automatic shutoff device At 95% full |  |  | Other, Statistical Inventory Reconciliation (SIR) | [8 empty] | UST Currently In Use: 1; UST Temp Close: 0; AST Currently In Use: 0; AST Temp Closed: 0 | 1 | 0 | 1 | 11420-049-015344 | DEKALB BOARD OF EDUCATION
44967 | Currently in Use |  | 1994-08-26 |  | Petroleum | Unleaded gasoline | Unleaded gasoline | Local Government, Retail | Single Wall, Steel | Steel | Coated & cathodic protection (sti-P3) |  | Fiberglass reinforced plastic, Single Wall |  |  |  | Catchment Basin, Single walled catchment basin | Automatic shutoff device At 95% full | Automatic shutoff device At 95% full |  |  | Other, Statistical Inventory Reconciliation (SIR) | [8 empty] | UST Currently In Use: 1; UST Temp Close: 0; AST Currently In Use: 0; AST Temp Closed: 0 | 1 | 0 | 1 | 11420-049-015348 | DEKALB BOARD OF EDUCATION
44968 | Permanently Closed | 2008-06-05 | 1994-08-26 | 2008-06-05 | Petroleum | Unleaded gasoline | Unleaded gasoline | Industrial, Local Government | Steel | Steel | Coated & cathodic protection (sti-P3) |  | Fiberglass reinforced plastic |  | 1901-01-01 | None | Catchment Basin, Single walled catchment basin | Automatic shutoff device At 95% full | Automatic shutoff device At 95% full |  |  | Other, Statistical Inventory Reconciliation (SIR) | [8 empty] | UST Currently In Use: 1; UST Temp Close: 0; AST Currently In Use: 0; AST Temp Closed: 0 | 1 | 0 | 2 | 11420-049-000560 | DEKALB BOARD OF EDUCATION
44969 | Currently in Use |  | 1994-08-26 |  | Petroleum | Unleaded gasoline | Unleaded gasoline | Industrial, Local Government | Single Wall, Steel | Steel | Coated & cathodic protection (sti-P3) |  | Fiberglass reinforced plastic, Single Wall |  |  |  | Catchment Basin, Single walled catchment basin | Automatic shutoff device At 95% full | Automatic shutoff device At 95% full |  |  | Other, Statistical Inventory Reconciliation (SIR) | [8 empty] | UST Currently In Use: 1; UST Temp Close: 0; AST Currently In Use: 0; AST Temp Closed: 0 | 1 | 0 | 1 | 11420-049-015341 | DEKALB BOARD OF EDUCATION
44970 | Currently in Use |  | 1994-08-26 |  | Petroleum | Unleaded gasoline | Unleaded gasoline | Industrial, Local Government | Single Wall, Steel | Steel | Coated & cathodic protection (sti-P3) |  | Fiberglass reinforced plastic, Single Wall |  |  |  | Catchment Basin, Single walled catchment basin | Automatic shutoff device At 95% full | Automatic shutoff device At 95% full |  |  | Other, Statistical Inventory Reconciliation (SIR) | [8 empty] | UST Currently In Use: 1; UST Temp Close: 0; AST Currently In Use: 0; AST Temp Closed: 0 | 1 | 0 | 1 | 11420-049-000678 | DEKALB BOARD OF EDUCATION
44971 | Currently in Use |  | 1994-08-26 |  | Petroleum | Unleaded gasoline | Unleaded gasoline | Industrial, Local Government | Single Wall, Steel | Steel | Coated & cathodic protection (sti-P3) |  | Fiberglass reinforced plastic, Single Wall |  |  |  | Catchment Basin, Single walled catchment basin | Automatic shutoff device At 95% full | Automatic shutoff device At 95% full |  |  | Other, Statistical Inventory Reconciliation (SIR) | [8 empty] | UST Currently In Use: 1; UST Temp Close: 0; AST Currently In Use: 0; AST Temp Closed: 0 | 1 | 0 | 1 | 11420-049-015346 | DEKALB BOARD OF EDUCATION
44972 | Currently in Use |  | 1994-08-25 |  | Petroleum | Unleaded gasoline | Unleaded gasoline | Industrial, Local Government | Single Wall, Steel | Steel | Coated & cathodic protection (sti-P3) |  | Fiberglass reinforced plastic, Single Wall |  |  |  | Catchment Basin, Single walled catchment basin | Automatic shutoff device At 95% full | Automatic shutoff device At 95% full |  |  | Other, Statistical Inventory Reconciliation (SIR) | [8 empty] | UST Currently In Use: 1; UST Temp Close: 0; AST Currently In Use: 0; AST Temp Closed: 0 | 1 | 0 | 1 | 11420-049-015347 | DEKALB BOARD OF EDUCATION
44973 | Temporary Closed | 2018-08-13 | 1994-08-25 |  | Petroleum | Unleaded gasoline | Unleaded gasoline | Industrial, Local Government | Single Wall, Steel | Steel | Coated & cathodic protection (sti-P3) |  | Fiberglass reinforced plastic, Single Wall |  |  |  | Catchment Basin, Single walled catchment basin | Automatic shutoff device At 95% full | Automatic shutoff device At 95% full |  |  | Other, Statistical Inventory Reconciliation (SIR) | [8 empty] | UST Currently In Use: 0; UST Temp Close: 1; AST Currently In Use: 1; AST Temp Closed: 0 | 0 | 1 | 1 | 11420-049-015349 | DEKALB BOARD OF EDUCATION
44974 | Permanently Closed | 2019-07-01 | 1994-08-26 | 2019-07-16 | Petroleum | Unleaded gasoline | Unleaded gasoline | Industrial, Local Government | Single Wall, Steel | Steel | Coated & cathodic protection (sti-P3) |  | Fiberglass reinforced plastic, Single Wall |  |  |  | Catchment Basin, Single walled catchment basin | Automatic shutoff device At 95% full | Automatic shutoff device At 95% full |  |  | Statistical Inventory Reconciliation (SIR) | [8 empty] | UST Currently In Use: 0; UST Temp Close: 0; AST Currently In Use: 0; AST Temp Closed: 0 | 0 | 0 | 2 | 25429-049-015345 | FORT PAYNE WATER WORKS BOARD
44975 | Permanently Closed | 1996-05-01 | 1901-01-01 | 1996-05-01 | Petroleum | Unleaded gasoline | Unleaded gasoline | Retail | Steel | Steel |  | Painted or None | Steel |  | 1901-01-01 | [15 empty] | UST Currently In Use: 0; UST Temp Close: 0; AST Currently In Use: 0; AST Temp Closed: 0 | 0 | 0 | 5 | 25346-115-017290 | CITY OF ASHVILLE
44976 | Permanently Closed | 1996-03-15 | 1901-01-01 | 1996-03-15 | Petroleum | Unleaded gasoline | Unleaded gasoline | Retail | Steel | Steel |  | Painted or None | Steel |  | 1901-01-01 | [15 empty] | UST Currently In Use: 0; UST Temp Close: 0; AST Currently In Use: 0; AST Temp Closed: 0 | 0 | 0 | 5 | 25346-115-017290 | CITY OF ASHVILLE
44977 | Permanently Closed | 1996-03-15 | 1901-01-01 | 1996-03-15 | Petroleum | Unleaded gasoline | Unleaded gasoline | Retail | Steel | Steel |  | Painted or None | Steel |  | 1901-01-01 | [15 empty] | UST Currently In Use: 0; UST Temp Close: 0; AST Currently In Use: 0; AST Temp Closed: 0 | 0 | 0 | 5 | 25346-115-017290 | CITY OF ASHVILLE
44978 | Permanently Closed | 1996-05-20 | 1901-01-01 | 1996-03-15 | Petroleum | Unleaded gasoline | Unleaded gasoline | Retail | Steel | Steel |  | Painted or None | Steel |  | 1901-01-01 | [15 empty] | UST Currently In Use: 0; UST Temp Close: 0; AST Currently In Use: 0; AST Temp Closed: 0 | 0 | 0 | 5 | 25346-115-017290 | CITY OF ASHVILLE
44979 | Permanently Closed | 1990-01-01 | 1988-11-01 | 1999-11-01 | Petroleum | Unleaded gasoline | Unleaded gasoline | Retail | Steel | Steel | Coated & cathodic protection (sti-P3) |  | Steel |  | 1901-01-01 |  | Catchment Basin, Single walled catchment basin | Automatic shutoff device At 95% full | Automatic shutoff device At 95% full | [8 empty] | Annual line testing | Annual line testing |  | UST Currently In Use: 0; UST Temp Close: 0; AST Currently In Use: 0; AST Temp Closed: 0 | 0 | 0 | 2 | 19681-041-017291 | RONALD AND MERLE DAVIS
44980 | Permanently Closed | 1990-01-01 | 1988-11-01 | 1999-11-01 | Petroleum | Unleaded gasoline | Unleaded gasoline | Retail | Steel | Steel | Coated & cathodic protection (sti-P3) |  | Steel |  | 1901-01-01 |  | Catchment Basin, Single walled catchment basin | Automatic shutoff device At 95% full | Automatic shutoff device At 95% full | [8 empty] | Annual line testing | Annual line testing |  | UST Currently In Use: 0; UST Temp Close: 0; AST Currently In Use: 0; AST Temp Closed: 0 | 0 | 0 | 2 | 19681-041-017291 | RONALD AND MERLE DAVIS
44981 | Permanently Closed | 1996-07-10 | 1984-03-13 | 1996-07-10 | Petroleum | Unleaded gasoline | Unleaded gasoline | Retail | Steel | Steel |  | Painted or None | Steel |  | 1901-01-01 | [6 empty] | Statistical Inventory Reconciliation (SIR) | [8 empty] | UST Currently In Use: 0; UST Temp Close: 0; AST Currently In Use: 0; AST Temp Closed: 0 | 0 | 0 | 2 | 20032-073-017292 | DCKC INC
44982 | Permanently Closed | 1996-07-10 | 1984-03-13 | 1996-07-10 | Petroleum | Unleaded gasoline | Unleaded gasoline | Retail | Steel | Steel |  | Painted or None | Steel |  | 1901-01-01 | [6 empty] | Statistical Inventory Reconciliation (SIR) | [8 empty] | UST Currently In Use: 0; UST Temp Close: 0; AST Currently In Use: 0; AST Temp Closed: 0 | 0 | 0 | 2 | 20032-073-017292 | DCKC INC
44983 | Permanently Closed | 2000-05-25 | 1991-08-01 | 2002-02-04 | Petroleum | Unleaded gasoline | Unleaded gasoline | Retail | Steel | Steel | Coated & cathodic protection (sti-P3) |  | Fiberglass reinforced plastic |  | 1901-01-01 | None | Catchment Basin, Single walled catchment basin | Flow Rest 90% Full | Flow Rest 90% Full | [6 empty] | Interstitial Monitoring within Secondary Containment |  |  |  |  | UST Currently In Use: 0; UST Temp Close: 0; AST Currently In Use: 0; AST Temp Closed: 0 | 0 | 0 | 3 | 11351-077-016519 | DANLEY OIL CO INC
44984 | Permanently Closed | 2000-05-25 | 1991-08-01 | 2002-02-04 | Petroleum | Unleaded gasoline | Unleaded gasoline | Retail | Steel | Steel | Coated & cathodic protection (sti-P3) |  | Fiberglass reinforced plastic |  | 1901-01-01 | None | Catchment Basin, Single walled catchment basin | Flow Rest 90% Full | Flow Rest 90% Full | [6 empty] | Interstitial Monitoring within Secondary Containment |  |  |  |  | UST Currently In Use: 0; UST Temp Close: 0; AST Currently In Use: 0; AST Temp Closed: 0 | 0 | 0 | 3 | 11351-077-016519 | DANLEY OIL CO INC
44985 | Permanently Closed | 2000-05-25 | 1991-08-01 | 2002-02-04 | Petroleum | Unleaded gasoline | Unleaded gasoline | Retail | Steel | Steel | Coated & cathodic protection (sti-P3) |  | Fiberglass reinforced plastic |  | 1901-01-01 | None | Catchment Basin, Single walled catchment basin | Flow Rest 90% Full | Flow Rest 90% Full | [6 empty] | Interstitial Monitoring within Secondary Containment |  |  |  |  | UST Currently In Use: 0; UST Temp Close: 0; AST Currently In Use: 0; AST Temp Closed: 0 | 0 | 0 | 3 | 11351-077-016519 | DANLEY OIL CO INC
44986 | Currently in Use |  | 1994-07-22 |  | Petroleum | Off road diesel | Off road diesel | Industrial | Steel | Steel | Coated & cathodic protection (sti-P3) |  | Double Wall, Flexible |  |  |  | Catchment Basin, Single walled catchment basin | Flow Rest 90% Full | Flow Rest 90% Full |  |  | Automatic Tank Gauge |  | Automatic flow restrictor (MLLD), Containment Sump | Containment Sump |  |  | Annual line testing | Annual line testing |  | UST Currently In Use: 2; UST Temp Close: 0; AST Currently In Use: 0; AST Temp Closed: 0 | 2 | 0 | 0 | 19683-125-017294 | PRICE CONSTRUCTION CO INC
44987 | Currently in Use |  | 1994-05-16 |  | Petroleum | Unleaded gasoline | Unleaded gasoline | Retail | Single Wall, Steel | Steel | Coated & cathodic protection (sti-P3) |  | Double Wall, Fiberglass reinforced plastic |  |  |  | Catchment Basin, Single walled catchment basin | Flow Rest 90% Full | Flow Rest 90% Full |  |  | Continuous Automatic Tank Gauge |  | Automatic flow restrictor (MLLD) | Automatic flow restrictor (MLLD) |  |  | Annual line testing | Annual line testing |  | UST Currently In Use: 3; UST Temp Close: 0; AST Currently In Use: 0; AST Temp Closed: 0 | 3 | 0 | 0 | 25474-095-017295 | NESMITH FAMILY LIMITED PARTNERSHIP
44988 | Currently in Use |  | 1994-05-16 |  | Petroleum | Premium gasoline | Premium gasoline | Retail | Single Wall, Steel | Steel | Coated & cathodic protection (sti-P3) |  | Double Wall, Fiberglass reinforced plastic |  |  |  | Catchment Basin, Single walled catchment basin | Flow Rest 90% Full | Flow Rest 90% Full |  |  | Continuous Automatic Tank Gauge |  | Automatic flow restrictor (MLLD) | Automatic flow restrictor (MLLD) |  |  | Annual line testing | Annual line testing |  | UST Currently In Use: 3; UST Temp Close: 0; AST Currently In Use: 0; AST Temp Closed: 0 | 3 | 0 | 0 | 25474-095-017295 | NESMITH FAMILY LIMITED PARTNERSHIP
44989 | Currently in Use |  | 1994-05-16 |  | Petroleum | On road diesel | On road diesel | Retail | Single Wall, Steel | Steel | Coated & cathodic protection (sti-P3) |  | Double Wall, Fiberglass reinforced plastic |  |  |  | Catchment Basin, Single walled catchment basin | Flow Rest 90% Full | Flow Rest 90% Full |  |  | Continuous Automatic Tank Gauge |  | Automatic flow restrictor (MLLD) | Automatic flow restrictor (MLLD) |  |  | Annual line testing | Annual line testing |  | UST Currently In Use: 3; UST Temp Close: 0; AST Currently In Use: 0; AST Temp Closed: 0 | 3 | 0 | 0 | 25474-095-017295 | NESMITH FAMILY LIMITED PARTNERSHIP
44990 | Permanently Closed | 2004-03-30 | 1994-09-15 | 2008-09-18 | Petroleum | Unleaded gasoline | Unleaded gasoline | Retail | Steel | Steel | Coated & cathodic protection (sti-P3) |  | Fiberglass reinforced plastic |  | 1901-01-01 |  | Catchment Basin, Single walled catchment basin | Flow Rest 90% Full | Flow Rest 90% Full |  |  | Automatic Tank Gauge |  |  |  | Interstitial Monitoring within Secondary Containment |  |  |  |  | UST Currently In Use: 0; UST Temp Close: 0; AST Currently In Use: 0; AST Temp Closed: 0 | 0 | 0 | 6 | 23162-083-014899 | RANDY HOBBS
44991 | Permanently Closed | 2004-03-30 | 1994-09-15 | 2008-09-18 | Petroleum | Premium gasoline | Premium gasoline | Retail | Steel | Steel | Coated & cathodic protection (sti-P3) |  | Fiberglass reinforced plastic |  | 1901-01-01 |  | Catchment Basin, Single walled catchment basin | Flow Rest 90% Full | Flow Rest 90% Full |  |  | Automatic Tank Gauge |  |  |  | Interstitial Monitoring within Secondary Containment |  |  |  |  | UST Currently In Use: 0; UST Temp Close: 0; AST Currently In Use: 0; AST Temp Closed: 0 | 0 | 0 | 6 | 23162-083-014899 | RANDY HOBBS
44992 | Permanently Closed | 1996-08-23 | 1981-01-01 | 1996-08-23 | Petroleum | Unleaded gasoline | Unleaded gasoline | Retail | Steel | Steel |  | Painted or None | Steel |  | 1901-01-01 | None | [11 empty] | Annual line testing | Annual line testing |  | UST Currently In Use: 1; UST Temp Close: 0; AST Currently In Use: 1; AST Temp Closed: 0 | 1 | 0 | 4 | 22197-115-017293 | GLORY, LLC.
44993 | Permanently Closed | 1996-08-23 | 1901-01-01 | 1996-08-23 | Petroleum | Unleaded gasoline | Unleaded gasoline | Retail | Steel | Steel |  | Painted or None | Steel |  | 1901-01-01 | None | [11 empty] | Annual line testing | Annual line testing |  | UST Currently In Use: 1; UST Temp Close: 0; AST Currently In Use: 1; AST Temp Closed: 0 | 1 | 0 | 4 | 22197-115-017293 | GLORY, LLC.
44994 | Permanently Closed | 1996-08-23 | 1901-01-01 | 1996-08-23 | Petroleum | Unleaded gasoline | Unleaded gasoline | Retail | Steel | Steel |  | Painted or None | Steel |  | 1901-01-01 | None | [11 empty] | Annual line testing | Annual line testing |  | UST Currently In Use: 1; UST Temp Close: 0; AST Currently In Use: 1; AST Temp Closed: 0 | 1 | 0 | 4 | 22197-115-017293 | GLORY, LLC.
44995 | Currently in Use |  | 1994-07-07 |  | Petroleum | Unleaded gasoline | Unleaded gasoline | Retail | Fiberglass coated steel, Single Wall | Single Wall |  |  | Double Wall, Flexible, TCI-ENVFLX | APT | 2016-04-04 |  | Catchment Basin, Single walled catchment basin | Automatic shutoff device At 95% full | Automatic shutoff device At 95% full |  |  | Continuous Automatic Tank Gauge |  | Automatic flow restrictor (MLLD), Containment Sump | Containment Sump | Interstitial Monitoring within Secondary Containment | MANUAL/VISUAL CHECK |  |  |  | UST Currently In Use: 3; UST Temp Close: 0; AST Currently In Use: 0; AST Temp Closed: 0 | 3 | 0 | 2 | 24950-073-007971 | MOUNTAIN EXPRESS OIL CO. S.E.
44996 | Currently in Use |  | 1994-07-07 |  | Petroleum | Unleaded gasoline | Unleaded gasoline | Retail | Fiberglass coated steel, Single Wall, 4R/4P | Single Wall |  |  | Double Wall, Flexible, TCI-ENVFLX | APT | 2016-04-04 |  | Catchment Basin, Single walled catchment basin | Automatic shutoff device At 95% full | Automatic shutoff device At 95% full |  |  | Continuous Automatic Tank Gauge |  | Automatic flow restrictor (MLLD), Containment Sump | Containment Sump | Interstitial Monitoring within Secondary Containment | MANUAL/VISUAL CHECK |  |  |  | UST Currently In Use: 3; UST Temp Close: 0; AST Currently In Use: 0; AST Temp Closed: 0 | 3 | 0 | 2 | 24950-073-007971 | MOUNTAIN EXPRESS OIL CO. S.E.
44997 | Currently in Use |  | 1994-07-07 |  | Petroleum | Kerosene | Kerosene | Retail | Fiberglass coated steel, Single Wall | Single Wall |  |  | Fiberglass reinforced plastic, Single Wall |  |  |  | Catchment Basin, Single walled catchment basin | Automatic shutoff device At 95% full | Automatic shutoff device At 95% full |  |  | Continuous Automatic Tank Gauge | [8 empty] | UST Currently In Use: 3; UST Temp Close: 0; AST Currently In Use: 0; AST Temp Closed: 0 | 3 | 0 | 2 | 24950-073-007971 | MOUNTAIN EXPRESS OIL CO. S.E.
44998 | Permanently Closed | 1998-09-10 | 1987-11-01 | 1998-09-10 | Petroleum | Unleaded gasoline | Unleaded gasoline | Bulk facility | Steel | Steel | Coated & cathodic protection (sti-P3) |  | Steel |  | 1901-01-01 | None | [14 empty] | UST Currently In Use: 0; UST Temp Close: 0; AST Currently In Use: 0; AST Temp Closed: 0 | 0 | 0 | 1 | 19687-097-017297 | GORAM AIR CONDITIONING COMPANY
44999 | Currently in Use |  | 1994-08-15 |  | Petroleum | Unleaded gasoline | Unleaded gasoline | Retail | Fiberglass reinforced plastic | Fiberglass reinforced plastic |  |  | Flexible |  | 1901-01-01 | None | Catchment Basin, Single walled catchment basin | Flow Rest 90% Full | Flow Rest 90% Full |  |  | Continuous Automatic Tank Gauge, Other |  | Automatic flow restrictor (MLLD), Containment Sump | Containment Sump | Interstitial Monitoring within Secondary Containment |  | Annual line testing, Continuous alarm system | Continuous alarm system |  | UST Currently In Use: 3; UST Temp Close: 0; AST Currently In Use: 0; AST Temp Closed: 0 | 3 | 0 | 3 | 22634-089-007352 | MAMA JACK'S INC.
45000 | Currently in Use |  | 1994-08-15 |  | Petroleum | Premium gasoline | Premium gasoline | Retail | Fiberglass reinforced plastic | Fiberglass reinforced plastic |  |  | Flexible |  | 1901-01-01 | None | Catchment Basin, Single walled catchment basin | Flow Rest 90% Full | Flow Rest 90% Full |  |  | Continuous Automatic Tank Gauge, Other |  | Automatic flow restrictor (MLLD), Containment Sump | Containment Sump | Interstitial Monitoring within Secondary Containment |  | Annual line testing, Continuous alarm system | Continuous alarm system |  | UST Currently In Use: 3; UST Temp Close: 0; AST Currently In Use: 0; AST Temp Closed: 0 | 3 | 0 | 3 | 22634-089-007352 | MAMA JACK'S INC.
45002 | Currently in Use |  | 1994-08-15 |  | Petroleum | On road diesel | On road diesel | Retail | Fiberglass reinforced plastic | Fiberglass reinforced plastic |  |  | Flexible |  | 1901-01-01 |  | Catchment Basin, Single walled catchment basin | Flow Rest 90% Full | Flow Rest 90% Full |  |  | Continuous Automatic Tank Gauge, Other |  | Automatic flow restrictor (MLLD), Containment Sump | Containment Sump | Interstitial Monitoring within Secondary Containment |  | Annual line testing, Continuous alarm system | Continuous alarm system |  | UST Currently In Use: 3; UST Temp Close: 0; AST Currently In Use: 0; AST Temp Closed: 0 | 3 | 0 | 3 | 22634-089-007352 | MAMA JACK'S INC.
45003 | Currently in Use |  | 1989-11-01 |  | Petroleum | Unleaded gasoline | Unleaded gasoline | Retail | Steel | Steel | Coated & cathodic protection (sti-P3) |  | Fiberglass reinforced plastic |  |  |  | Catchment Basin, Single walled catchment basin | Automatic shutoff device At 95% full, Flow Rest 90% Full | Flow Rest 90% Full |  |  | Automatic Tank Gauge | [8 empty] | UST Currently In Use: 1; UST Temp Close: 1; AST Currently In Use: 0; AST Temp Closed: 0 | 1 | 1 | 3 | 24316-065-012991 | EARNEST BRYANT
45004 | Temporary Closed | 2008-09-01 | 1989-11-01 |  | Petroleum | Mid-grade gasoline | Mid-grade gasoline | Retail | Steel | Steel | Coated & cathodic protection (sti-P3) |  | Fiberglass reinforced plastic |  |  |  | Catchment Basin, Single walled catchment basin | Flow Rest 90% Full | Flow Rest 90% Full |  |  | Statistical Inventory Reconciliation (SIR) | [8 empty] | UST Currently In Use: 1; UST Temp Close: 1; AST Currently In Use: 0; AST Temp Closed: 0 | 1 | 1 | 3 | 24316-065-012991 | EARNEST BRYANT
45005 | Currently in Use |  | 1993-12-01 |  | Petroleum | Premium gasoline | Premium gasoline | Retail | Fiberglass reinforced plastic, Single Wall | Single Wall |  |  | Double Wall, Fiberglass reinforced plastic |  | 1901-01-01 |  | Catchment Basin, Single walled catchment basin | Flow Rest 90% Full | Flow Rest 90% Full |  |  | Continuous Automatic Tank Gauge |  | Automatic flow restrictor (MLLD) | Automatic flow restrictor (MLLD) |  |  | Annual line testing | Annual line testing |  | UST Currently In Use: 3; UST Temp Close: 0; AST Currently In Use: 0; AST Temp Closed: 0 | 3 | 0 | 0 | 21620-073-016751 | SEHRANAM INC
45006 | Currently in Use |  | 1994-09-20 |  | Petroleum | Unleaded gasoline | Unleaded gasoline | Retail | Fiberglass coated steel | Fiberglass coated steel |  |  | Fiberglass reinforced plastic |  | 1901-01-01 | None | Catchment Basin, Single walled catchment basin | Automatic shutoff device At 95% full | Automatic shutoff device At 95% full |  |  | Automatic Tank Gauge |  | Automatic flow restrictor (MLLD), Containment Sump | Containment Sump |  |  | Annual line testing | Annual line testing |  | UST Currently In Use: 2; UST Temp Close: 0; AST Currently In Use: 0; AST Temp Closed: 0 | 2 | 0 | 0 | 23514-113-017299 | MICHAEL HEATH IVEY
45007 | Currently in Use |  | 1994-09-20 |  | Petroleum | On road diesel | On road diesel | Retail | Fiberglass coated steel | Fiberglass coated steel |  |  | Fiberglass reinforced plastic |  | 1901-01-01 | None | Catchment Basin, Single walled catchment basin | Automatic shutoff device At 95% full | Automatic shutoff device At 95% full |  |  | Automatic Tank Gauge |  | Automatic flow restrictor (MLLD), Containment Sump | Containment Sump |  |  | Annual line testing | Annual line testing |  | UST Currently In Use: 2; UST Temp Close: 0; AST Currently In Use: 0; AST Temp Closed: 0 | 2 | 0 | 0 | 23514-113-017299 | MICHAEL HEATH IVEY
45008 | Currently in Use |  | 1994-06-15 |  | Petroleum | Unleaded gasoline | Unleaded gasoline | Retail | Fiberglass reinforced plastic, DBL WALL | Fiberglass reinforced plastic |  |  | Fiberglass reinforced plastic |  | 1901-01-01 |  | Catchment Basin, Single walled catchment basin | Flow Rest 90% Full | Flow Rest 90% Full |  |  | Continuous Automatic Tank Gauge |  | Automatic flow restrictor (MLLD) | Automatic flow restrictor (MLLD) |  |  | Annual line testing | Annual line testing |  | UST Currently In Use: 5; UST Temp Close: 0; AST Currently In Use: 0; AST Temp Closed: 0 | 5 | 0 | 0 | 13526-125-017300 | MOORE OIL COMPANY, INC.
45009 | Currently in Use |  | 1994-06-15 |  | Petroleum | Mid-grade gasoline | Mid-grade gasoline | Retail | Fiberglass reinforced plastic, DBL WALL | Fiberglass reinforced plastic |  |  | Fiberglass reinforced plastic |  | 1901-01-01 |  | Catchment Basin, Single walled catchment basin | Flow Rest 90% Full | Flow Rest 90% Full |  |  | Continuous Automatic Tank Gauge |  | Automatic flow restrictor (MLLD), Containment Sump | Containment Sump |  |  | Annual line testing | Annual line testing |  | UST Currently In Use: 5; UST Temp Close: 0; AST Currently In Use: 0; AST Temp Closed: 0 | 5 | 0 | 0 | 13526-125-017300 | MOORE OIL COMPANY, INC.
45010 | Currently in Use |  | 1994-06-15 |  | Petroleum | Premium gasoline | Premium gasoline | Retail | Fiberglass reinforced plastic, DBL WALL | Fiberglass reinforced plastic |  |  | Fiberglass reinforced plastic |  | 1901-01-01 |  | Catchment Basin, Single walled catchment basin | Flow Rest 90% Full | Flow Rest 90% Full |  |  | Continuous Automatic Tank Gauge |  | Automatic flow restrictor (MLLD), Containment Sump | Containment Sump |  |  | Annual line testing | Annual line testing |  | UST Currently In Use: 5; UST Temp Close: 0; AST Currently In Use: 0; AST Temp Closed: 0 | 5 | 0 | 0 | 13526-125-017300 | MOORE OIL COMPANY, INC.
45011 | Currently in Use |  | 1994-06-15 |  | Petroleum | On road diesel | On road diesel | Retail | Fiberglass reinforced plastic, DBL WALL | Fiberglass reinforced plastic |  |  | Fiberglass reinforced plastic |  | 1901-01-01 |  | Catchment Basin, Single walled catchment basin | Flow Rest 90% Full | Flow Rest 90% Full |  |  | Continuous Automatic Tank Gauge |  | Automatic flow restrictor (MLLD), Containment Sump | Containment Sump |  |  | Annual line testing | Annual line testing |  | UST Currently In Use: 5; UST Temp Close: 0; AST Currently In Use: 0; AST Temp Closed: 0 | 5 | 0 | 0 | 13526-125-017300 | MOORE OIL COMPANY, INC.
45012 | Currently in Use |  | 1994-06-15 |  | Petroleum | On road diesel | On road diesel | Retail | Fiberglass reinforced plastic, DBL WALL | Fiberglass reinforced plastic |  |  | Fiberglass reinforced plastic |  | 1901-01-01 |  | Catchment Basin, Single walled catchment basin | Flow Rest 90% Full | Flow Rest 90% Full |  |  | Continuous Automatic Tank Gauge |  | Automatic flow restrictor (MLLD), Containment Sump | Containment Sump |  |  | Annual line testing | Annual line testing |  | UST Currently In Use: 5; UST Temp Close: 0; AST Currently In Use: 0; AST Temp Closed: 0 | 5 | 0 | 0 | 13526-125-017300 | MOORE OIL COMPANY, INC.
45013 | Currently in Use |  | 1994-08-01 |  | Petroleum | Unleaded gasoline | Unleaded gasoline | Industrial, Local Government | Fiberglass reinforced plastic | Fiberglass reinforced plastic |  |  | Fiberglass reinforced plastic |  | 1901-01-01 |  | Catchment Basin, Single walled catchment basin | Automatic shutoff device At 95% full | Automatic shutoff device At 95% full | Interstitial Monitoring within Secondary Containment | MANUAL/VISUAL CHECK |  |  |  |  | Interstitial Monitoring within Secondary Containment | MANUAL/VISUAL CHECK |  |  |  | UST Currently In Use: 2; UST Temp Close: 0; AST Currently In Use: 0; AST Temp Closed: 0 | 2 | 0 | 0 | 11680-051-017302 | ELMORE COUNTY BOARD OF EDUCATION
45014 | Currently in Use |  | 1994-08-01 |  | Petroleum | On road diesel | On road diesel | Industrial, Local Government | Fiberglass reinforced plastic | Fiberglass reinforced plastic |  |  | Fiberglass reinforced plastic |  | 1901-01-01 |  | Catchment Basin, Single walled catchment basin | Automatic shutoff device At 95% full | Automatic shutoff device At 95% full | Interstitial Monitoring within Secondary Containment | MANUAL/VISUAL CHECK |  |  |  |  | Interstitial Monitoring within Secondary Containment | MANUAL/VISUAL CHECK |  |  |  | UST Currently In Use: 2; UST Temp Close: 0; AST Currently In Use: 0; AST Temp Closed: 0 | 2 | 0 | 0 | 11680-051-017302 | ELMORE COUNTY BOARD OF EDUCATION
45015 | Currently in Use |  | 1994-06-02 |  | Petroleum | Premium gasoline | Premium gasoline | Retail | Steel | Steel | Coated & cathodic protection (sti-P3) |  | Fiberglass reinforced plastic |  |  |  | Catchment Basin, Single walled catchment basin | Flow Rest 90% Full | Flow Rest 90% Full |  |  | Automatic Tank Gauge, Other |  | Automatic flow restrictor (MLLD), Containment Sump | Containment Sump |  |  | Annual line testing | Annual line testing |  | UST Currently In Use: 4; UST Temp Close: 0; AST Currently In Use: 0; AST Temp Closed: 0 | 4 | 0 | 0 | 25492-069-017305 | TRI STAR ENERGY
45016 | Currently in Use |  | 1994-06-02 |  | Petroleum | On road diesel | On road diesel | Retail | Steel | Steel | Coated & cathodic protection (sti-P3) |  | Fiberglass reinforced plastic |  |  |  | Catchment Basin, Single walled catchment basin | Flow Rest 90% Full | Flow Rest 90% Full |  |  | Automatic Tank Gauge, Other |  | Automatic flow restrictor (MLLD), Containment Sump | Containment Sump |  |  | Annual line testing | Annual line testing |  | UST Currently In Use: 4; UST Temp Close: 0; AST Currently In Use: 0; AST Temp Closed: 0 | 4 | 0 | 0 | 25492-069-017305 | TRI STAR ENERGY
45017 | Currently in Use |  | 1994-06-02 |  | Petroleum | Unleaded gasoline | Unleaded gasoline | Retail | Steel | Steel | Coated & cathodic protection (sti-P3) |  | Fiberglass reinforced plastic |  |  |  | Catchment Basin, Single walled catchment basin | Flow Rest 90% Full | Flow Rest 90% Full |  |  | Automatic Tank Gauge, Other |  | Automatic flow restrictor (MLLD), Containment Sump | Containment Sump |  |  | Annual line testing | Annual line testing |  | UST Currently In Use: 4; UST Temp Close: 0; AST Currently In Use: 0; AST Temp Closed: 0 | 4 | 0 | 0 | 25492-069-017305 | TRI STAR ENERGY
45018 | Currently in Use |  | 1993-05-10 |  | Petroleum | Unleaded gasoline | Unleaded gasoline | Retail | Steel | Steel | Coated & cathodic protection (sti-P3) |  | Fiberglass reinforced plastic |  |  |  | Catchment Basin, Single walled catchment basin | Flow Rest 90% Full | Flow Rest 90% Full | Interstitial Monitoring within Secondary Containment |  |  |  | Automatic flow restrictor (MLLD), Containment Sump | Containment Sump | Interstitial Monitoring within Secondary Containment |  | Continuous alarm system | Continuous alarm system |  | UST Currently In Use: 3; UST Temp Close: 0; AST Currently In Use: 0; AST Temp Closed: 0 | 3 | 0 | 4 | 24307-109-011594 | BEARD HOLDINGS, LLC
45019 | Currently in Use |  | 1993-05-10 |  | Petroleum | Unleaded gasoline | Unleaded gasoline | Retail | Steel | Steel | Coated & cathodic protection (sti-P3) |  | Fiberglass reinforced plastic |  |  |  | Catchment Basin, Single walled catchment basin | Flow Rest 90% Full | Flow Rest 90% Full | Interstitial Monitoring within Secondary Containment |  |  |  | Automatic flow restrictor (MLLD), Containment Sump | Containment Sump | Interstitial Monitoring within Secondary Containment |  | Continuous alarm system | Continuous alarm system |  | UST Currently In Use: 3; UST Temp Close: 0; AST Currently In Use: 0; AST Temp Closed: 0 | 3 | 0 | 4 | 24307-109-011594 | BEARD HOLDINGS, LLC
45020 | Currently in Use |  | 1993-05-10 |  | Petroleum | Unleaded gasoline | Unleaded gasoline | Retail | Steel | Steel | Coated & cathodic protection (sti-P3) |  | Fiberglass reinforced plastic |  |  |  | Catchment Basin, Single walled catchment basin | Flow Rest 90% Full | Flow Rest 90% Full | Interstitial Monitoring within Secondary Containment |  |  |  | Automatic flow restrictor (MLLD), Containment Sump | Containment Sump | Interstitial Monitoring within Secondary Containment |  | Continuous alarm system | Continuous alarm system |  | UST Currently In Use: 3; UST Temp Close: 0; AST Currently In Use: 0; AST Temp Closed: 0 | 3 | 0 | 4 | 24307-109-011594 | BEARD HOLDINGS, LLC
45021 | Temporary Closed | 2009-06-30 | 1993-07-19 |  | Petroleum | Unleaded gasoline | Unleaded gasoline | Retail | Single Wall, Steel | Steel | Coated & cathodic protection (sti-P3) |  | Double Wall, Fiberglass reinforced plastic |  |  |  | Catchment Basin, Single walled catchment basin | Flow Rest 90% Full | Flow Rest 90% Full |  |  | Automatic Tank Gauge |  | Automatic flow restrictor (MLLD) | Automatic flow restrictor (MLLD) | Interstitial Monitoring within Secondary Containment | SENSOR TO ATG |  |  |  | UST Currently In Use: 0; UST Temp Close: 2; AST Currently In Use: 0; AST Temp Closed: 0 | 0 | 2 | 0 | 24551-093-017307 | CLARENCE O HARROD
45022 | Temporary Closed | 2009-06-30 | 1993-07-19 |  | Petroleum | Premium gasoline | Premium gasoline | Retail | Single Wall, Steel | Steel | Coated & cathodic protection (sti-P3) |  | Double Wall, Fiberglass reinforced plastic |  |  |  | Catchment Basin, Single walled catchment basin | Flow Rest 90% Full | Flow Rest 90% Full |  |  | Automatic Tank Gauge |  | Automatic flow restrictor (MLLD) | Automatic flow restrictor (MLLD) | Interstitial Monitoring within Secondary Containment | SENSOR TO ATG |  |  |  | UST Currently In Use: 0; UST Temp Close: 2; AST Currently In Use: 0; AST Temp Closed: 0 | 0 | 2 | 0 | 24551-093-017307 | CLARENCE O HARROD
45023 | Temporary Closed | 2019-10-10 | 1994-07-11 |  | Petroleum | Unleaded gasoline | Unleaded gasoline | Retail | Fiberglass reinforced plastic, Single Wall, FIBERGLASS | Single Wall |  |  | Double Wall, Flexible |  | 1901-01-01 |  | Catchment Basin, Single walled catchment basin | Flow Rest 90% Full | Flow Rest 90% Full |  |  | Automatic Tank Gauge |  | Automatic flow restrictor (MLLD), Containment Sump | Containment Sump |  |  | Annual line testing | Annual line testing |  | UST Currently In Use: 0; UST Temp Close: 3; AST Currently In Use: 0; AST Temp Closed: 0 | 0 | 3 | 3 | 22813-077-004344 | HESAM, INC.
45024 | Temporary Closed | 2019-10-10 | 1994-07-11 |  | Petroleum | Premium gasoline | Premium gasoline | Retail | Fiberglass reinforced plastic, Single Wall, FIBERGLASS | Single Wall |  |  | Double Wall, Flexible |  | 1901-01-01 |  | Catchment Basin, Single walled catchment basin | Flow Rest 90% Full | Flow Rest 90% Full |  |  | Automatic Tank Gauge |  | Automatic flow restrictor (MLLD), Containment Sump | Containment Sump |  |  | Annual line testing | Annual line testing |  | UST Currently In Use: 0; UST Temp Close: 3; AST Currently In Use: 0; AST Temp Closed: 0 | 0 | 3 | 3 | 22813-077-004344 | HESAM, INC.
45025 | Temporary Closed | 2019-10-10 | 1994-07-11 |  | Petroleum | On road diesel | On road diesel | Retail | Fiberglass reinforced plastic, Single Wall, FIBERGLASS | Single Wall |  |  | Double Wall, Flexible |  | 1901-01-01 |  | Catchment Basin, Single walled catchment basin | Flow Rest 90% Full | Flow Rest 90% Full |  |  | Automatic Tank Gauge |  | Automatic flow restrictor (MLLD), Containment Sump | Containment Sump |  |  | Annual line testing | Annual line testing |  | UST Currently In Use: 0; UST Temp Close: 3; AST Currently In Use: 0; AST Temp Closed: 0 | 0 | 3 | 3 | 22813-077-004344 | HESAM, INC.
45026 | Currently in Use |  | 1992-05-06 |  | Petroleum | On road diesel | On road diesel | Retail, State/Federal Government | Fiberglass reinforced plastic, Single Wall | Single Wall |  |  | Double Wall, Fiberglass reinforced plastic |  | 1901-01-01 |  | Catchment Basin, Single walled catchment basin | Flow Rest 90% Full | Flow Rest 90% Full |  |  | Continuous Automatic Tank Gauge |  | Automatic shutoff device (AELLD), Containment Sump | Containment Sump |  |  | Automatic electronic line leak detector (AELLD) | Automatic electronic line leak detector (AELLD) |  | UST Currently In Use: 2; UST Temp Close: 0; AST Currently In Use: 0; AST Temp Closed: 0 | 2 | 0 | 5 | 14655-015-002977 | DEPARTMENT OF TRANSPORTATION
45027 | Currently in Use |  | 1992-05-06 |  | Petroleum | Unleaded gasoline | Unleaded gasoline | Retail, State/Federal Government | Fiberglass reinforced plastic, Single Wall | Single Wall |  |  | Double Wall, Fiberglass reinforced plastic |  | 1901-01-01 |  | Catchment Basin, Single walled catchment basin | Flow Rest 90% Full | Flow Rest 90% Full |  |  | Continuous Automatic Tank Gauge |  | Automatic shutoff device (AELLD), Containment Sump | Containment Sump |  |  | Automatic electronic line leak detector (AELLD) | Automatic electronic line leak detector (AELLD) | Pressurized Piping | UST Currently In Use: 2; UST Temp Close: 0; AST Currently In Use: 0; AST Temp Closed: 0 | 2 | 0 | 5 | 14655-015-002977 | DEPARTMENT OF TRANSPORTATION
45028 | Temporary Closed | 1995-10-01 | 1987-03-01 |  | Petroleum | Unleaded gasoline | Unleaded gasoline | Retail, State/Federal Government |  |  |  | Painted or None |  |  | 1901-01-01 | [15 empty] | UST Currently In Use: 0; UST Temp Close: 2; AST Currently In Use: 0; AST Temp Closed: 0 | 0 | 2 | 0 | 14644-073-017308 | DEPARTMENT OF TRANSPORTATION
45029 | Temporary Closed | 1995-10-01 | 1987-03-01 |  | Petroleum | Unleaded gasoline | Unleaded gasoline | Retail, State/Federal Government | Steel | Steel |  | Painted or None | Steel |  | 1901-01-01 |  | Catchment Basin, Single walled catchment basin | [13 empty] | UST Currently In Use: 0; UST Temp Close: 2; AST Currently In Use: 0; AST Temp Closed: 0 | 0 | 2 | 0 | 14644-073-017308 | DEPARTMENT OF TRANSPORTATION
45030 | Currently in Use |  | 1994-02-01 |  | Petroleum | On road diesel | On road diesel | Retail | Steel | Steel | Coated & cathodic protection (sti-P3) |  | Fiberglass reinforced plastic |  |  |  | Catchment Basin, Single walled catchment basin | Flow Rest 90% Full | Flow Rest 90% Full |  |  | Continuous Automatic Tank Gauge |  | Automatic flow restrictor (MLLD), Containment Sump | Containment Sump | Interstitial Monitoring within Secondary Containment |  |  |  |  | UST Currently In Use: 3; UST Temp Close: 0; AST Currently In Use: 0; AST Temp Closed: 0 | 3 | 0 | 0 | 13319-013-016942 | MAX OIL COMPANY, INC.
45031 | Currently in Use |  | 1994-07-19 |  | Petroleum | Unleaded gasoline | Unleaded gasoline | Retail | Steel | Steel | Coated & cathodic protection (sti-P3), Field installed cathodic protection |  | Flexible, ENVIROFLEX |  |  |  | Catchment Basin, Single walled catchment basin | Audible high level alarm At 90% full, Flow Rest 90% Full | Flow Rest 90% Full |  |  | Continuous Automatic Tank Gauge |  | Automatic shutoff device (AELLD), Containment Sump | Containment Sump |  |  | Continuous alarm system | Continuous alarm system |  | UST Currently In Use: 4; UST Temp Close: 0; AST Currently In Use: 0; AST Temp Closed: 0 | 4 | 0 | 0 | 23868-101-017309 | SLIDELL OIL COMPANY, LLC
45032 | Currently in Use |  | 1994-07-19 |  | Petroleum | Unleaded gasoline | Unleaded gasoline | Retail | Steel | Steel | Coated & cathodic protection (sti-P3), Field installed cathodic protection |  | Flexible, ENVIROFLEX |  |  |  | Catchment Basin, Single walled catchment basin | Audible high level alarm At 90% full, Flow Rest 90% Full | Flow Rest 90% Full |  |  | Continuous Automatic Tank Gauge |  | Automatic shutoff device (AELLD), Containment Sump | Containment Sump |  |  | Continuous alarm system | Continuous alarm system |  | UST Currently In Use: 4; UST Temp Close: 0; AST Currently In Use: 0; AST Temp Closed: 0 | 4 | 0 | 0 | 23868-101-017309 | SLIDELL OIL COMPANY, LLC
45033 | Currently in Use |  | 1994-07-19 |  | Petroleum | Premium gasoline | Premium gasoline | Retail | Steel | Steel | Coated & cathodic protection (sti-P3), Field installed cathodic protection |  | Flexible, ENVIROFLEX |  |  |  | Catchment Basin, Single walled catchment basin | Audible high level alarm At 90% full, Flow Rest 90% Full | Flow Rest 90% Full |  |  | Continuous Automatic Tank Gauge |  | Automatic shutoff device (AELLD), Containment Sump | Containment Sump |  |  | Continuous alarm system | Continuous alarm system |  | UST Currently In Use: 4; UST Temp Close: 0; AST Currently In Use: 0; AST Temp Closed: 0 | 4 | 0 | 0 | 23868-101-017309 | SLIDELL OIL COMPANY, LLC
45034 | Currently in Use |  | 1994-07-19 |  | Petroleum | On road diesel | On road diesel | Retail | Steel | Steel | Coated & cathodic protection (sti-P3), Field installed cathodic protection |  | Flexible, ENVIROFLEX |  |  |  | Catchment Basin, Single walled catchment basin | Audible high level alarm At 90% full, Flow Rest 90% Full | Flow Rest 90% Full |  |  | Continuous Automatic Tank Gauge |  | Automatic shutoff device (AELLD), Containment Sump | Containment Sump |  |  | Continuous alarm system | Continuous alarm system |  | UST Currently In Use: 4; UST Temp Close: 0; AST Currently In Use: 0; AST Temp Closed: 0 | 4 | 0 | 0 | 23868-101-017309 | SLIDELL OIL COMPANY, LLC
45035 | Currently in Use |  | 1994-08-11 |  | Petroleum | Unleaded gasoline | Unleaded gasoline | Retail | Single Wall, Steel | Steel | Coated & cathodic protection (sti-P3) |  | Double Wall, Fiberglass reinforced plastic |  |  |  | Catchment Basin, Single walled catchment basin | Flow Rest 90% Full | Flow Rest 90% Full |  |  | Continuous Automatic Tank Gauge | Single walled submersible pump containment sump | Automatic flow restrictor (MLLD), Containment Sump | Containment Sump |  |  | Annual line testing | Annual line testing |  | UST Currently In Use: 2; UST Temp Close: 0; AST Currently In Use: 0; AST Temp Closed: 0 | 2 | 0 | 0 | 11379-059-012387 | SIBLEY OIL COMPANY
45036 | Currently in Use |  | 1994-08-11 |  | Petroleum | Unleaded gasoline | Unleaded gasoline | Retail | Single Wall, Steel | Steel | Coated & cathodic protection (sti-P3) |  | Double Wall, Fiberglass reinforced plastic |  |  |  | Catchment Basin, Single walled catchment basin | Flow Rest 90% Full | Flow Rest 90% Full |  |  | Continuous Automatic Tank Gauge | Single walled submersible pump containment sump | Automatic flow restrictor (MLLD), Containment Sump | Containment Sump |  |  | Annual line testing | Annual line testing |  | UST Currently In Use: 2; UST Temp Close: 0; AST Currently In Use: 0; AST Temp Closed: 0 | 2 | 0 | 0 | 11379-059-012387 | SIBLEY OIL COMPANY
45037 | Temporary Closed | 2009-09-08 | 1994-10-01 |  | Petroleum | Unleaded gasoline | Unleaded gasoline | Retail | Single Wall, Steel, 8 UN,4 MID | Steel | Coated & cathodic protection (sti-P3) |  | Fiberglass reinforced plastic, Single Wall |  |  |  | Catchment Basin, Single walled catchment basin | Flow Rest 90% Full | Flow Rest 90% Full |  |  | Statistical Inventory Reconciliation (SIR) | Direct Bury submersible pump | [7 empty] | UST Currently In Use: 0; UST Temp Close: 1; AST Currently In Use: 0; AST Temp Closed: 0 | 0 | 1 | 0 | 24110-103-017310 | STEVE TURNER
45038 | Permanently Closed | 2004-11-15 | 1994-09-24 | 2005-07-15 | Petroleum | Unleaded gasoline | Unleaded gasoline | Retail | Fiberglass reinforced plastic | Fiberglass reinforced plastic |  |  | Fiberglass reinforced plastic |  | 1901-01-01 |  | Catchment Basin, Single walled catchment basin | Automatic shutoff device At 95% full | Automatic shutoff device At 95% full |  |  | Automatic Tank Gauge | [5 empty] | Annual line testing | Annual line testing |  | UST Currently In Use: 0; UST Temp Close: 0; AST Currently In Use: 0; AST Temp Closed: 0 | 0 | 0 | 6 | 21965-127-013436 | PAUL & BARBARA MCFALL
45039 | Permanently Closed | 2004-11-15 | 1994-09-24 | 2005-07-15 | Petroleum | Mid-grade gasoline | Mid-grade gasoline | Retail | Fiberglass reinforced plastic | Fiberglass reinforced plastic |  |  | Fiberglass reinforced plastic, Steel |  | 1901-01-01 |  | Catchment Basin, Single walled catchment basin | Automatic shutoff device At 95% full | Automatic shutoff device At 95% full |  |  | Automatic Tank Gauge | [5 empty] | Annual line testing | Annual line testing |  | UST Currently In Use: 0; UST Temp Close: 0; AST Currently In Use: 0; AST Temp Closed: 0 | 0 | 0 | 6 | 21965-127-013436 | PAUL & BARBARA MCFALL
45040 | Permanently Closed | 2004-11-15 | 1994-09-24 | 2005-07-15 | Petroleum | Premium gasoline | Premium gasoline | Retail | Fiberglass reinforced plastic | Fiberglass reinforced plastic |  |  | Fiberglass reinforced plastic, Steel |  | 1901-01-01 |  | Catchment Basin, Single walled catchment basin | Automatic shutoff device At 95% full | Automatic shutoff device At 95% full |  |  | Automatic Tank Gauge | [5 empty] | Annual line testing | Annual line testing |  | UST Currently In Use: 0; UST Temp Close: 0; AST Currently In Use: 0; AST Temp Closed: 0 | 0 | 0 | 6 | 21965-127-013436 | PAUL & BARBARA MCFALL
45041 | Temporary Closed | 2014-05-20 | 1994-09-28 |  | Petroleum | Unleaded gasoline | Unleaded gasoline | Bulk facility | Single Wall, Steel | Steel | Coated & cathodic protection (sti-P3) |  | Single Wall, Steel |  |  | Galvanic Cathodic | Catchment Basin, Single walled catchment basin | Flow Rest 90% Full | Flow Rest 90% Full | [11 empty] | UST Currently In Use: 0; UST Temp Close: 5; AST Currently In Use: 2; AST Temp Closed: 1 | 0 | 5 | 0 | 17612-009-017312 | ROBERTSON ENTERPRISES, INC.
45043 | Currently in Use |  | 1992-01-01 |  | Petroleum | On road diesel | On road diesel | Retail | Single Wall, Steel | Steel | Coated & cathodic protection (sti-P3) |  | Double Wall, Fiberglass reinforced plastic |  |  |  | Catchment Basin, Single walled catchment basin | Automatic shutoff device At 95% full, Flow Rest 90% Full | Flow Rest 90% Full |  |  | Continuous Automatic Tank Gauge | [8 empty] | UST Currently In Use: 3; UST Temp Close: 0; AST Currently In Use: 1; AST Temp Closed: 0 | 3 | 0 | 3 | 12534-055-005160 | IRA PHILLIPS INC
45044 | Permanently Closed | 1998-12-22 | 1901-01-01 | 2000-02-21 | Petroleum | Unleaded gasoline | Unleaded gasoline | Retail | Steel | Steel |  | Painted or None | Steel |  | 1901-01-01 | [15 empty] | UST Currently In Use: 0; UST Temp Close: 0; AST Currently In Use: 0; AST Temp Closed: 0 | 0 | 0 | 3 | 19698-073-017313 | LARRY J RICHEY
45045 | Permanently Closed | 1998-12-22 | 1901-01-01 | 2000-02-21 | Petroleum | Unleaded gasoline | Unleaded gasoline | Retail | Steel | Steel |  | Painted or None | Steel |  | 1901-01-01 | [15 empty] | UST Currently In Use: 0; UST Temp Close: 0; AST Currently In Use: 0; AST Temp Closed: 0 | 0 | 0 | 3 | 19698-073-017313 | LARRY J RICHEY
45046 | Permanently Closed | 1998-12-22 | 1901-01-01 | 2000-02-21 | Petroleum | Unleaded gasoline | Unleaded gasoline | Retail | Steel | Steel |  | Painted or None | Steel |  | 1901-01-01 | [15 empty] | UST Currently In Use: 0; UST Temp Close: 0; AST Currently In Use: 0; AST Temp Closed: 0 | 0 | 0 | 3 | 19698-073-017313 | LARRY J RICHEY
45047 | Permanently Closed | 2008-01-31 | 1993-10-01 | 2008-01-31 | Petroleum | On road diesel | On road diesel | Retail | Steel | Steel | Coated & cathodic protection (sti-P3) |  | Fiberglass reinforced plastic |  |  |  | Catchment Basin, Single walled catchment basin | Flow Rest 90% Full | Flow Rest 90% Full | Interstitial Monitoring within Secondary Containment |  | Continuous Automatic Tank Gauge |  |  |  | Interstitial Monitoring within Secondary Containment |  |  |  |  | UST Currently In Use: 5; UST Temp Close: 0; AST Currently In Use: 0; AST Temp Closed: 0 | 5 | 0 | 7 | 22176-021-011777 | Circle K Stores, Inc.
45048 | Permanently Closed | 2008-01-31 | 1993-10-01 | 2008-01-31 | Petroleum | On road diesel | On road diesel | Retail | Steel | Steel |  |  | Fiberglass reinforced plastic |  |  |  | Catchment Basin, Single walled catchment basin | Flow Rest 90% Full | Flow Rest 90% Full | Interstitial Monitoring within Secondary Containment |  | Continuous Automatic Tank Gauge |  |  |  | Interstitial Monitoring within Secondary Containment |  |  |  |  | UST Currently In Use: 5; UST Temp Close: 0; AST Currently In Use: 0; AST Temp Closed: 0 | 5 | 0 | 7 | 22176-021-011777 | Circle K Stores, Inc.
45049 | Temporary Closed | 2005-10-12 | 1994-10-19 |  | Petroleum | Unleaded gasoline | Unleaded gasoline | Retail | Steel | Steel | Coated & cathodic protection (sti-P3) |  | Fiberglass reinforced plastic |  |  |  | Catchment Basin, Single walled catchment basin | Flow Rest 90% Full | Flow Rest 90% Full | Interstitial Monitoring within Secondary Containment |  | Other | [8 empty] | UST Currently In Use: 0; UST Temp Close: 2; AST Currently In Use: 0; AST Temp Closed: 0 | 0 | 2 | 0 | 24549-051-017314 | M & M CONSTRUCTION, INC.
45050 | Temporary Closed | 2005-10-12 | 1994-10-19 |  | Petroleum | On road diesel | On road diesel | Retail | Steel | Steel | Coated & cathodic protection (sti-P3) |  | Fiberglass reinforced plastic |  |  |  | Catchment Basin, Single walled catchment basin | Flow Rest 90% Full | Flow Rest 90% Full | Interstitial Monitoring within Secondary Containment |  | Other | [8 empty] | UST Currently In Use: 0; UST Temp Close: 2; AST Currently In Use: 0; AST Temp Closed: 0 | 0 | 2 | 0 | 24549-051-017314 | M & M CONSTRUCTION, INC.
45051 | Permanently Closed | 1997-05-13 | 1978-01-01 | 1997-05-13 | Petroleum | On road diesel | On road diesel | Emergency power generator | Steel | Steel |  |  | Steel |  | 1901-01-01 | [15 empty] | UST Currently In Use: 1; UST Temp Close: 0; AST Currently In Use: 0; AST Temp Closed: 0 | 1 | 0 | 1 | 20897-097-017315 | XANTE CORPORATION
45052 | Currently in Use |  | 1994-01-24 |  | Petroleum | On road diesel | On road diesel | Retail | Steel | Steel | Coated & cathodic protection (sti-P3) |  | Fiberglass reinforced plastic |  |  |  | Catchment Basin, Single walled catchment basin | Automatic shutoff device At 95% full | Automatic shutoff device At 95% full |  |  | Automatic Tank Gauge |  | Automatic flow restrictor (MLLD), Containment Sump | Containment Sump |  |  | Annual line testing | Annual line testing |  | UST Currently In Use: 4; UST Temp Close: 1; AST Currently In Use: 1; AST Temp Closed: 0 | 4 | 1 | 3 | 22400-109-011598 | ALAN R. ROTTON
45053 | Permanently Closed | 1998-01-01 | 1901-01-01 | 1998-01-19 | Petroleum | Unleaded gasoline | Unleaded gasoline | Retail | [6 empty] | 1901-01-01 | [12 empty] | Annual line testing | Annual line testing |  | UST Currently In Use: 0; UST Temp Close: 0; AST Currently In Use: 0; AST Temp Closed: 0 | 0 | 0 | 6 | 13010-003-004412 | L J AND J W HINOTE
45054 | Currently in Use |  | 1991-07-01 |  | Petroleum | Unleaded gasoline | Unleaded gasoline | Retail | Fiberglass reinforced plastic | Fiberglass reinforced plastic |  |  | Fiberglass reinforced plastic |  | 1901-01-01 | None | Catchment Basin, Single walled catchment basin | Flow Rest 90% Full | Flow Rest 90% Full |  |  | Continuous Automatic Tank Gauge |  | Automatic flow restrictor (MLLD), Containment Sump | Containment Sump | Interstitial Monitoring within Secondary Containment | SENSOR TO ATG | Annual line testing, Continuous alarm system | Continuous alarm system |  | UST Currently In Use: 3; UST Temp Close: 0; AST Currently In Use: 0; AST Temp Closed: 0 | 3 | 0 | 0 | 21484-123-016256 | DARRYL SAUCIER
45056 | Currently in Use |  | 1991-07-01 |  | Petroleum | Premium gasoline | Premium gasoline | Retail | Fiberglass reinforced plastic | Fiberglass reinforced plastic |  |  | Fiberglass reinforced plastic |  | 1901-01-01 | None | Catchment Basin, Single walled catchment basin | Flow Rest 90% Full | Flow Rest 90% Full |  |  | Continuous Automatic Tank Gauge |  | Automatic flow restrictor (MLLD), Containment Sump | Containment Sump | Interstitial Monitoring within Secondary Containment | SENSOR TO ATG | Annual line testing, Continuous alarm system | Continuous alarm system |  | UST Currently In Use: 3; UST Temp Close: 0; AST Currently In Use: 0; AST Temp Closed: 0 | 3 | 0 | 0 | 21484-123-016256 | DARRYL SAUCIER
45057 | Currently in Use |  | 1991-07-01 |  | Petroleum | On road diesel | On road diesel | Retail | Fiberglass reinforced plastic | Fiberglass reinforced plastic |  |  | Fiberglass reinforced plastic |  | 1901-01-01 | None | Catchment Basin, Single walled catchment basin | Automatic shutoff device At 95% full, Flow Rest 90% Full | Flow Rest 90% Full |  |  | Continuous Automatic Tank Gauge |  |  |  |  | SENSOR TO ATG |  |  |  | UST Currently In Use: 3; UST Temp Close: 0; AST Currently In Use: 0; AST Temp Closed: 0 | 3 | 0 | 0 | 21484-123-016256 | DARRYL SAUCIER
45058 | Permanently Closed | 1998-10-15 | 1984-01-01 | 1998-10-15 | Petroleum | Unleaded gasoline | Unleaded gasoline | Bulk facility, Local Government | Steel | Steel |  |  | Steel |  | 1901-01-01 | None | [11 empty] | Annual line testing | Annual line testing |  | UST Currently In Use: 0; UST Temp Close: 1; AST Currently In Use: 0; AST Temp Closed: 0 | 0 | 1 | 1 | 14394-117-017316 | SHELBY COUNTY COMMISSION
45059 | Permanently Closed | 1999-06-11 | 1964-01-01 | 1999-06-11 | Petroleum | On road diesel | On road diesel | Emergency Power Generator, Local Government | Steel | Steel |  |  | Steel |  | 1901-01-01 | [12 empty] | Annual line testing | Annual line testing |  | UST Currently In Use: 0; UST Temp Close: 0; AST Currently In Use: 0; AST Temp Closed: 0 | 0 | 0 | 1 | 14394-117-017317 | SHELBY COUNTY COMMISSION
45060 | Permanently Closed | 1998-11-03 | 1978-01-01 | 1998-11-03 | Petroleum | Unleaded gasoline | Unleaded gasoline | Bulk facility, Local Government | [6 empty] | 1901-01-01 | [12 empty] | Annual line testing | Annual line testing |  | UST Currently In Use: 0; UST Temp Close: 0; AST Currently In Use: 0; AST Temp Closed: 0 | 0 | 0 | 3 | 14394-117-017318 | SHELBY COUNTY COMMISSION
45061 | Currently in Use |  | 1901-01-01 |  | Petroleum | Other, MNRLSPIRIT | Other | Bulk facility, Retail | Single Wall, Steel | Steel | Coated & cathodic protection (sti-P3) |  | Fiberglass reinforced plastic, Single Wall |  |  |  | Catchment Basin, Single walled catchment basin | Automatic shutoff device At 95% full | Automatic shutoff device At 95% full |  |  | Continuous Automatic Tank Gauge |  | Automatic flow restrictor (MLLD) | Automatic flow restrictor (MLLD) |  |  | Annual line testing | Annual line testing |  | UST Currently In Use: 7; UST Temp Close: 0; AST Currently In Use: 0; AST Temp Closed: 0 | 7 | 0 | 0 | 12144-015-014657 | JACK GREEN OIL CO INC
45062 | Currently in Use |  | 1994-10-01 |  | Petroleum | Unleaded gasoline | Unleaded gasoline | Retail | Steel | Steel | Coated & cathodic protection (sti-P3) |  | Fiberglass reinforced plastic |  | 1901-01-01 |  | Catchment Basin, Single walled catchment basin | Automatic shutoff device At 95% full, Flow Rest 90% Full | Flow Rest 90% Full |  |  | Continuous Automatic Tank Gauge |  | Automatic flow restrictor (MLLD) | Automatic flow restrictor (MLLD) |  |  | Annual line testing | Annual line testing |  | UST Currently In Use: 4; UST Temp Close: 0; AST Currently In Use: 0; AST Temp Closed: 0 | 4 | 0 | 0 | 15687-097-017319 | LL & T PROPERTIES, LTD
45063 | Currently in Use |  | 1994-10-01 |  | Petroleum | Mid-grade gasoline | Mid-grade gasoline | Retail | Steel | Steel | Coated & cathodic protection (sti-P3) |  | Fiberglass reinforced plastic |  | 1901-01-01 |  | Catchment Basin, Single walled catchment basin | Automatic shutoff device At 95% full, Flow Rest 90% Full | Flow Rest 90% Full |  |  | Continuous Automatic Tank Gauge |  | Automatic flow restrictor (MLLD) | Automatic flow restrictor (MLLD) |  |  | Annual line testing | Annual line testing |  | UST Currently In Use: 4; UST Temp Close: 0; AST Currently In Use: 0; AST Temp Closed: 0 | 4 | 0 | 0 | 15687-097-017319 | LL & T PROPERTIES, LTD
45064 | Currently in Use |  | 1994-10-01 |  | Petroleum | Premium gasoline | Premium gasoline | Retail | Steel | Steel | Coated & cathodic protection (sti-P3) |  | Fiberglass reinforced plastic |  | 1901-01-01 |  | Catchment Basin, Single walled catchment basin | Automatic shutoff device At 95% full, Flow Rest 90% Full | Flow Rest 90% Full |  |  | Continuous Automatic Tank Gauge |  | Automatic flow restrictor (MLLD) | Automatic flow restrictor (MLLD) |  |  | Annual line testing | Annual line testing |  | UST Currently In Use: 4; UST Temp Close: 0; AST Currently In Use: 0; AST Temp Closed: 0 | 4 | 0 | 0 | 15687-097-017319 | LL & T PROPERTIES, LTD
45065 | Currently in Use |  | 1994-10-01 |  | Petroleum | On road diesel | On road diesel | Retail | Steel | Steel | Coated & cathodic protection (sti-P3) |  | Fiberglass reinforced plastic |  | 1901-01-01 |  | Catchment Basin, Single walled catchment basin | Automatic shutoff device At 95% full, Flow Rest 90% Full | Flow Rest 90% Full |  |  | Continuous Automatic Tank Gauge |  | Automatic flow restrictor (MLLD) | Automatic flow restrictor (MLLD) |  |  | Annual line testing | Annual line testing |  | UST Currently In Use: 4; UST Temp Close: 0; AST Currently In Use: 0; AST Temp Closed: 0 | 4 | 0 | 0 | 15687-097-017319 | LL & T PROPERTIES, LTD
45066 | Currently in Use |  | 1994-05-23 |  | Petroleum | Unleaded gasoline | Unleaded gasoline | Retail | Single Wall, Steel | Steel | Coated & cathodic protection (sti-P3) |  | Fiberglass reinforced plastic, Single Wall |  |  |  | Catchment Basin, Single walled catchment basin | Flow Rest 90% Full | Flow Rest 90% Full |  |  | Continuous Automatic Tank Gauge |  | Automatic shutoff device (AELLD) | Automatic shutoff device (AELLD) | [5 empty] | UST Currently In Use: 5; UST Temp Close: 0; AST Currently In Use: 0; AST Temp Closed: 0 | 5 | 0 | 0 | 22069-015-012568 | SAM'S PROPERTIES LLC
45067 | Permanently Closed | 1996-12-02 | 1980-01-01 | 1998-12-02 | Petroleum | Unleaded gasoline | Unleaded gasoline | Retail | Steel | Steel | Coated & cathodic protection (sti-P3) |  | Steel |  | 1901-01-01 | [12 empty] | Annual line testing | Annual line testing |  | UST Currently In Use: 0; UST Temp Close: 0; AST Currently In Use: 0; AST Temp Closed: 0 | 0 | 0 | 2 | 19702-115-017320 | GENERAL LEE MARINA
45068 | Permanently Closed | 1996-12-02 | 1980-01-01 | 1998-12-02 | Petroleum | Unleaded gasoline | Unleaded gasoline | Retail | Steel | Steel | Coated & cathodic protection (sti-P3) |  | Steel |  | 1901-01-01 | [12 empty] | Annual line testing | Annual line testing |  | UST Currently In Use: 0; UST Temp Close: 0; AST Currently In Use: 0; AST Temp Closed: 0 | 0 | 0 | 2 | 19702-115-017320 | GENERAL LEE MARINA
45069 | Permanently Closed | 2017-02-07 | 1994-09-08 | 2018-02-17 | Petroleum | On road diesel | On road diesel | Local government | Steel | Steel | Coated & cathodic protection (sti-P3) |  | Fiberglass reinforced plastic |  | 1901-01-01 |  | Catchment Basin, Single walled catchment basin | Audible high level alarm At 90% full, Automatic shutoff device At 95% full | Automatic shutoff device At 95% full |  |  | Automatic Tank Gauge | [8 empty] | UST Currently In Use: 0; UST Temp Close: 0; AST Currently In Use: 2; AST Temp Closed: 0 | 0 | 0 | 4 | 10398-003-001430 | BALDWIN COUNTY BOARD OF EDUCATION
45070 | Permanently Closed | 2017-02-07 | 1994-09-08 | 2018-02-17 | Petroleum | On road diesel | On road diesel | Local government | Steel | Steel | Coated & cathodic protection (sti-P3) |  | Fiberglass reinforced plastic |  | 1901-01-01 |  | Catchment Basin, Single walled catchment basin | Audible high level alarm At 90% full, Automatic shutoff device At 95% full | Automatic shutoff device At 95% full |  |  | Automatic Tank Gauge | [8 empty] | UST Currently In Use: 0; UST Temp Close: 0; AST Currently In Use: 2; AST Temp Closed: 0 | 0 | 0 | 4 | 10398-003-001430 | BALDWIN COUNTY BOARD OF EDUCATION
45072 | Currently in Use |  | 1994-03-09 |  | Petroleum | Unleaded gasoline | Unleaded gasoline | Retail | Steel | Steel | Coated & cathodic protection (sti-P3) |  | Flexible, ENVIROFLEX |  |  |  | Catchment Basin, Single walled catchment basin | Flow Rest 90% Full | Flow Rest 90% Full |  |  | Continuous Automatic Tank Gauge |  | Automatic flow restrictor (MLLD), Containment Sump | Containment Sump |  |  | Annual line testing | Annual line testing |  | UST Currently In Use: 4; UST Temp Close: 0; AST Currently In Use: 0; AST Temp Closed: 0 | 4 | 0 | 0 | 13786-091-004908 | PARRS, INC.
45073 | Currently in Use |  | 1994-03-09 |  | Petroleum | Mid-grade gasoline | Mid-grade gasoline | Retail | Steel | Steel | Coated & cathodic protection (sti-P3) |  | Flexible, ENVIROFLEX |  |  |  | Catchment Basin, Single walled catchment basin | Flow Rest 90% Full | Flow Rest 90% Full |  |  | Continuous Automatic Tank Gauge |  | Automatic flow restrictor (MLLD), Containment Sump | Containment Sump |  |  | Annual line testing | Annual line testing |  | UST Currently In Use: 4; UST Temp Close: 0; AST Currently In Use: 0; AST Temp Closed: 0 | 4 | 0 | 0 | 13786-091-004908 | PARRS, INC.
45074 | Currently in Use |  | 1994-03-09 |  | Petroleum | Premium gasoline | Premium gasoline | Retail | Steel | Steel | Coated & cathodic protection (sti-P3) |  | Flexible, ENVIROFLEX |  |  |  | Catchment Basin, Single walled catchment basin | Flow Rest 90% Full | Flow Rest 90% Full |  |  | Continuous Automatic Tank Gauge |  | Automatic flow restrictor (MLLD), Containment Sump | Containment Sump |  |  | Annual line testing | Annual line testing |  | UST Currently In Use: 4; UST Temp Close: 0; AST Currently In Use: 0; AST Temp Closed: 0 | 4 | 0 | 0 | 13786-091-004908 | PARRS, INC.
45075 | Currently in Use |  | 1994-03-09 |  | Petroleum | On road diesel | On road diesel | Retail | Steel | Steel | Coated & cathodic protection (sti-P3) |  | Flexible, ENVIROFLEX |  |  |  | Catchment Basin, Single walled catchment basin | Flow Rest 90% Full | Flow Rest 90% Full |  |  | Continuous Automatic Tank Gauge |  | Automatic flow restrictor (MLLD), Containment Sump | Containment Sump |  |  | Annual line testing | Annual line testing |  | UST Currently In Use: 4; UST Temp Close: 0; AST Currently In Use: 0; AST Temp Closed: 0 | 4 | 0 | 0 | 13786-091-004908 | PARRS, INC.
45076 | Permanently Closed | 2011-08-23 | 1994-05-31 | 2011-08-23 | Petroleum | Unleaded gasoline | Unleaded gasoline | Retail | Steel | Steel | Coated & cathodic protection (sti-P3) |  | Flexible |  |  |  | Catchment Basin, Single walled catchment basin | Flow Rest 90% Full | Flow Rest 90% Full |  |  | Automatic Tank Gauge | [5 empty] | Annual line testing | Annual line testing |  | UST Currently In Use: 0; UST Temp Close: 0; AST Currently In Use: 0; AST Temp Closed: 0 | 0 | 0 | 5 | 23971-097-017324 | SEMMES DEVELOPMENT CO LLC
45077 | Permanently Closed | 2011-08-23 | 1994-05-31 | 2011-08-23 | Petroleum | Mid-grade gasoline | Mid-grade gasoline | Retail | Steel | Steel | Coated & cathodic protection (sti-P3) |  | Flexible |  |  |  | Catchment Basin, Single walled catchment basin | Flow Rest 90% Full | Flow Rest 90% Full |  |  | Automatic Tank Gauge | [5 empty] | Annual line testing | Annual line testing |  | UST Currently In Use: 0; UST Temp Close: 0; AST Currently In Use: 0; AST Temp Closed: 0 | 0 | 0 | 5 | 23971-097-017324 | SEMMES DEVELOPMENT CO LLC
45078 | Permanently Closed | 2011-08-23 | 1994-05-31 | 2011-08-23 | Petroleum | Premium gasoline | Premium gasoline | Retail | Steel | Steel | Coated & cathodic protection (sti-P3) |  | Flexible |  |  |  | Catchment Basin, Single walled catchment basin | Flow Rest 90% Full | Flow Rest 90% Full |  |  | Automatic Tank Gauge | [5 empty] | Annual line testing | Annual line testing |  | UST Currently In Use: 0; UST Temp Close: 0; AST Currently In Use: 0; AST Temp Closed: 0 | 0 | 0 | 5 | 23971-097-017324 | SEMMES DEVELOPMENT CO LLC
45079 | Permanently Closed | 2011-08-23 | 1994-05-31 | 2011-08-23 | Petroleum | On road diesel | On road diesel | Retail | Steel | Steel | Coated & cathodic protection (sti-P3) |  | Flexible |  |  |  | Catchment Basin, Single walled catchment basin | Flow Rest 90% Full | Flow Rest 90% Full |  |  | Automatic Tank Gauge | [5 empty] | Annual line testing | Annual line testing |  | UST Currently In Use: 0; UST Temp Close: 0; AST Currently In Use: 0; AST Temp Closed: 0 | 0 | 0 | 5 | 23971-097-017324 | SEMMES DEVELOPMENT CO LLC
45080 | Permanently Closed | 2011-08-23 | 1994-05-31 | 2011-08-23 | Petroleum | On road diesel | On road diesel | Retail | Steel | Steel | Coated & cathodic protection (sti-P3) |  | Flexible |  |  |  | Catchment Basin, Single walled catchment basin | Flow Rest 90% Full | Flow Rest 90% Full |  |  | Automatic Tank Gauge | [5 empty] | Annual line testing | Annual line testing |  | UST Currently In Use: 0; UST Temp Close: 0; AST Currently In Use: 0; AST Temp Closed: 0 | 0 | 0 | 5 | 23971-097-017324 | SEMMES DEVELOPMENT CO LLC
45082 | Currently in Use |  | 1994-09-16 |  | Petroleum | Unleaded gasoline | Unleaded gasoline | Retail | Fiberglass reinforced plastic, Single Wall | Single Wall |  |  | Double Wall, Flexible |  |  |  | Catchment Basin, Single walled catchment basin | Automatic shutoff device At 95% full | Automatic shutoff device At 95% full |  |  | Continuous Automatic Tank Gauge | Single walled submersible pump containment sump | Automatic flow restrictor (MLLD), Containment Sump | Containment Sump |  | SENSOR TO ATG |  |  |  | UST Currently In Use: 4; UST Temp Close: 0; AST Currently In Use: 0; AST Temp Closed: 0 | 4 | 0 | 5 | 11576-103-010616 | DUTCH OIL COMPANY
45083 | Currently in Use |  | 1994-09-16 |  | Petroleum | Mid-grade gasoline | Mid-grade gasoline | Retail | Fiberglass reinforced plastic, Single Wall | Single Wall |  |  | Double Wall, Flexible |  |  |  | Catchment Basin, Single walled catchment basin | Automatic shutoff device At 95% full | Automatic shutoff device At 95% full |  |  | Continuous Automatic Tank Gauge | Single walled submersible pump containment sump | Automatic flow restrictor (MLLD), Containment Sump | Containment Sump |  | SENSOR TO ATG |  |  |  | UST Currently In Use: 4; UST Temp Close: 0; AST Currently In Use: 0; AST Temp Closed: 0 | 4 | 0 | 5 | 11576-103-010616 | DUTCH OIL COMPANY
45084 | Currently in Use |  | 1994-09-16 |  | Petroleum | Premium gasoline | Premium gasoline | Retail | Fiberglass reinforced plastic, Single Wall | Single Wall |  |  | Double Wall, Flexible |  |  |  | Catchment Basin, Single walled catchment basin | Automatic shutoff device At 95% full, Flow Rest 90% Full | Flow Rest 90% Full |  |  | Continuous Automatic Tank Gauge | Single walled submersible pump containment sump | Automatic flow restrictor (MLLD), Containment Sump | Containment Sump |  | SENSOR TO ATG |  |  |  | UST Currently In Use: 4; UST Temp Close: 0; AST Currently In Use: 0; AST Temp Closed: 0 | 4 | 0 | 5 | 11576-103-010616 | DUTCH OIL COMPANY
45085 | Currently in Use |  | 1994-09-16 |  | Petroleum | On road diesel | On road diesel | Retail | Fiberglass reinforced plastic, Single Wall | Single Wall |  |  | Double Wall, Flexible |  |  |  | Catchment Basin, Single walled catchment basin | Automatic shutoff device At 95% full, Flow Rest 90% Full | Flow Rest 90% Full |  |  | Continuous Automatic Tank Gauge | Single walled submersible pump containment sump | Automatic flow restrictor (MLLD), Containment Sump | Containment Sump |  | SENSOR TO ATG |  |  |  | UST Currently In Use: 4; UST Temp Close: 0; AST Currently In Use: 0; AST Temp Closed: 0 | 4 | 0 | 5 | 11576-103-010616 | DUTCH OIL COMPANY
45086 | Currently in Use |  | 1994-10-14 |  | Petroleum | Mid-grade gasoline | Mid-grade gasoline | Retail | Steel | Steel | Coated & cathodic protection (sti-P3) |  | Fiberglass reinforced plastic |  | 1901-01-01 |  | Catchment Basin, Single walled catchment basin | Flow Rest 90% Full | Flow Rest 90% Full |  |  | Automatic Tank Gauge, Statistical Inventory Reconciliation (SIR) |  | Automatic flow restrictor (MLLD) | Automatic flow restrictor (MLLD) | Interstitial Monitoring within Secondary Containment |  | Continuous alarm system | Continuous alarm system |  | UST Currently In Use: 2; UST Temp Close: 0; AST Currently In Use: 0; AST Temp Closed: 0 | 2 | 0 | 0 | 10037-069-017325 | A. W. HERNDON OIL COMPANY, INC.
45087 | Currently in Use |  | 1994-10-14 |  | Petroleum | Unleaded gasoline | Unleaded gasoline | Retail | Steel | Steel | Coated & cathodic protection (sti-P3) |  | Fiberglass reinforced plastic |  | 1901-01-01 |  | Catchment Basin, Single walled catchment basin | Flow Rest 90% Full | Flow Rest 90% Full |  |  | Automatic Tank Gauge, Statistical Inventory Reconciliation (SIR) |  | Automatic flow restrictor (MLLD) | Automatic flow restrictor (MLLD) | Interstitial Monitoring within Secondary Containment |  | Continuous alarm system | Continuous alarm system |  | UST Currently In Use: 2; UST Temp Close: 0; AST Currently In Use: 0; AST Temp Closed: 0 | 2 | 0 | 0 | 10037-069-017325 | A. W. HERNDON OIL COMPANY, INC.
45088 | Temporary Closed | 2010-03-09 | 1994-10-15 |  | Petroleum | Unleaded gasoline | Unleaded gasoline | Retail | Steel | Steel | Coated & cathodic protection (sti-P3) |  | Fiberglass reinforced plastic |  |  | None | Catchment Basin, Single walled catchment basin | Automatic shutoff device At 95% full | Automatic shutoff device At 95% full |  |  | Continuous Automatic Tank Gauge | [8 empty] | UST Currently In Use: 0; UST Temp Close: 1; AST Currently In Use: 0; AST Temp Closed: 0 | 0 | 1 | 3 | 12339-071-004953 | HERMAN HALL
45089 | Currently in Use |  | 1994-10-11 |  | Petroleum | Unleaded gasoline | Unleaded gasoline | Retail | Single Wall, Steel | Steel | Coated & cathodic protection (sti-P3), Field installed cathodic protection |  | Double Wall, Fiberglass reinforced plastic |  |  |  | Catchment Basin, Single walled catchment basin | Flow Rest 90% Full | Flow Rest 90% Full |  |  | Continuous Automatic Tank Gauge |  | Automatic shutoff device (AELLD), Containment Sump | Containment Sump | [5 empty] | UST Currently In Use: 2; UST Temp Close: 0; AST Currently In Use: 0; AST Temp Closed: 0 | 2 | 0 | 5 | 25265-055-005637 | LGWS/CROSS AMERICA PARTNERS
45090 | Currently in Use |  | 1994-10-11 |  | Petroleum | Mid-grade gasoline | Mid-grade gasoline | Retail | Single Wall, Steel, 5MID/5PREM | Steel | Coated & cathodic protection (sti-P3), Field installed cathodic protection |  | Double Wall, Fiberglass reinforced plastic |  |  |  | Catchment Basin, Single walled catchment basin | Flow Rest 90% Full | Flow Rest 90% Full |  |  | Continuous Automatic Tank Gauge |  | Automatic shutoff device (AELLD), Containment Sump | Containment Sump | [5 empty] | UST Currently In Use: 2; UST Temp Close: 0; AST Currently In Use: 0; AST Temp Closed: 0 | 2 | 0 | 5 | 25265-055-005637 | LGWS/CROSS AMERICA PARTNERS
45092 | Currently in Use |  | 1993-05-28 |  | Petroleum | On road diesel | On road diesel | Industrial | Steel | Steel | Coated & cathodic protection (sti-P3) |  | Fiberglass reinforced plastic |  |  | None, FLXS ISOLA | Catchment Basin, Single walled catchment basin | Automatic shutoff device At 95% full | Automatic shutoff device At 95% full |  |  | Statistical Inventory Reconciliation (SIR) |  | Automatic flow restrictor (MLLD) | Automatic flow restrictor (MLLD) |  |  | Statistical inventory reconciliation (SIR) | Statistical inventory reconciliation (SIR) |  | UST Currently In Use: 1; UST Temp Close: 0; AST Currently In Use: 0; AST Temp Closed: 0 | 1 | 0 | 0 | 21825-081-017326 | M & M TRUCKING CO. INC.
45093 | Currently in Use |  | 1994-07-26 |  | Petroleum | On road diesel | On road diesel | Local Government | Fiberglass reinforced plastic | Fiberglass reinforced plastic |  |  | Fiberglass reinforced plastic |  | 1901-01-01 |  | Catchment Basin, Single walled catchment basin | Automatic shutoff device At 95% full | Automatic shutoff device At 95% full | Interstitial Monitoring within Secondary Containment | MANUAL/VISUAL CHECK | [8 empty] | Suction Piping | UST Currently In Use: 2; UST Temp Close: 0; AST Currently In Use: 0; AST Temp Closed: 0 | 2 | 0 | 2 | 11680-051-008898 | ELMORE COUNTY BOARD OF EDUCATION
45094 | Currently in Use |  | 1994-07-26 |  | Petroleum | On road diesel | On road diesel | Local Government | Fiberglass reinforced plastic | Fiberglass reinforced plastic |  |  | Fiberglass reinforced plastic |  | 1901-01-01 |  | Catchment Basin, Single walled catchment basin | Automatic shutoff device At 95% full | Automatic shutoff device At 95% full | Interstitial Monitoring within Secondary Containment | MANUAL/VISUAL CHECK |  |  |  |  | Interstitial Monitoring within Secondary Containment | MANUAL/VISUAL CHECK |  |  | Suction Piping | UST Currently In Use: 2; UST Temp Close: 0; AST Currently In Use: 0; AST Temp Closed: 0 | 2 | 0 | 2 | 11680-051-008898 | ELMORE COUNTY BOARD OF EDUCATION
45095 | Permanently Closed | 2004-05-28 | 1994-07-28 | 2004-05-28 | Petroleum | Unleaded gasoline | Unleaded gasoline | Local government | Fiberglass reinforced plastic | Fiberglass reinforced plastic |  |  | Fiberglass reinforced plastic |  | 1901-01-01 |  | Catchment Basin, Single walled catchment basin | Automatic shutoff device At 95% full | Automatic shutoff device At 95% full | Interstitial Monitoring within Secondary Containment | [10 empty] | UST Currently In Use: 0; UST Temp Close: 0; AST Currently In Use: 0; AST Temp Closed: 0 | 0 | 0 | 3 | 11680-051-008902 | ELMORE COUNTY BOARD OF EDUCATION
45096 | Permanently Closed | 2004-05-28 | 1994-07-28 | 2004-05-28 | Petroleum | On road diesel | On road diesel | Local government | Fiberglass reinforced plastic | Fiberglass reinforced plastic |  |  | Fiberglass reinforced plastic |  | 1901-01-01 |  | Catchment Basin, Single walled catchment basin | Automatic shutoff device At 95% full | Automatic shutoff device At 95% full | Interstitial Monitoring within Secondary Containment | [10 empty] | UST Currently In Use: 0; UST Temp Close: 0; AST Currently In Use: 0; AST Temp Closed: 0 | 0 | 0 | 3 | 11680-051-008902 | ELMORE COUNTY BOARD OF EDUCATION
45097 | Permanently Closed | 2011-10-15 | 1993-12-01 | 2012-06-07 | Petroleum | Unleaded gasoline | Unleaded gasoline | Retail | Steel | Steel | Coated & cathodic protection (sti-P3) |  | Flexible, GEO-FLEX |  | 1901-01-01 |  | Catchment Basin, Single walled catchment basin | Flow Rest 90% Full | Flow Rest 90% Full |  |  | Continuous Automatic Tank Gauge |  | Automatic shutoff device (AELLD) | Automatic shutoff device (AELLD) | [5 empty] | UST Currently In Use: 2; UST Temp Close: 0; AST Currently In Use: 0; AST Temp Closed: 0 | 2 | 0 | 4 | 25265-003-002223 | LGWS/CROSS AMERICA PARTNERS
45098 | Permanently Closed | 2011-10-15 | 1993-12-01 | 2012-06-07 | Petroleum | Premium gasoline | Premium gasoline | Retail | Steel | Steel | Coated & cathodic protection (sti-P3) |  | Flexible, GEO-FLEX |  | 1901-01-01 |  | Catchment Basin, Single walled catchment basin | Flow Rest 90% Full | Flow Rest 90% Full |  |  | Continuous Automatic Tank Gauge |  | Automatic shutoff device (AELLD) | Automatic shutoff device (AELLD) | [5 empty] | UST Currently In Use: 2; UST Temp Close: 0; AST Currently In Use: 0; AST Temp Closed: 0 | 2 | 0 | 4 | 25265-003-002223 | LGWS/CROSS AMERICA PARTNERS
45099 | Currently in Use |  | 1994-03-01 |  | Petroleum | On road diesel | On road diesel | State/federal government | Fiberglass reinforced plastic | Fiberglass reinforced plastic |  |  | Fiberglass reinforced plastic |  | 1901-01-01 |  | Catchment Basin, Single walled catchment basin | Audible high level alarm At 90% full | Audible high level alarm At 90% full |  |  | Continuous Automatic Tank Gauge |  | Automatic shutoff device (AELLD), Containment Sump | Containment Sump |  |  | Continuous alarm system | Continuous alarm system |  | UST Currently In Use: 2; UST Temp Close: 0; AST Currently In Use: 0; AST Temp Closed: 0 | 2 | 0 | 5 | 14645-131-002966 | DEPT OF TRANSPORT HWY EQUIPMENT SCT
45100 | Currently in Use |  | 1994-10-01 |  | Petroleum | Unleaded gasoline | Unleaded gasoline | State/federal government | Fiberglass reinforced plastic | Fiberglass reinforced plastic |  |  | Fiberglass reinforced plastic |  | 1901-01-01 |  | Catchment Basin, Single walled catchment basin | Audible high level alarm At 90% full | Audible high level alarm At 90% full |  |  | Continuous Automatic Tank Gauge |  | Automatic shutoff device (AELLD), Containment Sump | Containment Sump |  |  | Continuous alarm system | Continuous alarm system |  | UST Currently In Use: 2; UST Temp Close: 0; AST Currently In Use: 0; AST Temp Closed: 0 | 2 | 0 | 5 | 14645-131-002966 | DEPT OF TRANSPORT HWY EQUIPMENT SCT
45101 | Currently in Use |  | 1994-03-01 |  | Petroleum | On road diesel | On road diesel | State/federal government | Fiberglass reinforced plastic | Fiberglass reinforced plastic |  |  | Fiberglass reinforced plastic |  | 1901-01-01 |  | Catchment Basin, Single walled catchment basin | Audible high level alarm At 90% full | Audible high level alarm At 90% full |  |  | Continuous Automatic Tank Gauge |  | Automatic shutoff device (AELLD), Containment Sump | Containment Sump |  | SENSOR TO ATG | Continuous alarm system | Continuous alarm system |  | UST Currently In Use: 2; UST Temp Close: 0; AST Currently In Use: 0; AST Temp Closed: 0 | 2 | 0 | 3 | 14659-119-002964 | DEPARTMENT OF TRANSPORTATION HWY
45102 | Currently in Use |  | 1994-03-01 |  | Petroleum | Unleaded gasoline | Unleaded gasoline | State/federal government | Fiberglass reinforced plastic | Fiberglass reinforced plastic |  |  | Fiberglass reinforced plastic |  | 1901-01-01 |  | Catchment Basin, Single walled catchment basin | Audible high level alarm At 90% full | Audible high level alarm At 90% full |  |  | Continuous Automatic Tank Gauge |  | Automatic shutoff device (AELLD), Containment Sump | Containment Sump |  | SENSOR TO ATG | Continuous alarm system | Continuous alarm system |  | UST Currently In Use: 2; UST Temp Close: 0; AST Currently In Use: 0; AST Temp Closed: 0 | 2 | 0 | 3 | 14659-119-002964 | DEPARTMENT OF TRANSPORTATION HWY
45103 | Currently in Use |  | 1994-08-24 |  | Petroleum | Unleaded gasoline | Unleaded gasoline | Retail | Double Wall, Steel | Steel | Coated & cathodic protection (sti-P3) |  | Double Wall, Fiberglass reinforced plastic |  |  |  | Catchment Basin, Single walled catchment basin | Flow Rest 90% Full | Flow Rest 90% Full | Interstitial Monitoring within Secondary Containment | SENSOR TO ATG |  |  | Automatic flow restrictor (MLLD), Containment Sump | Containment Sump |  | SENSOR TO ATG | Annual line testing, Continuous alarm system | Continuous alarm system |  | UST Currently In Use: 3; UST Temp Close: 0; AST Currently In Use: 0; AST Temp Closed: 0 | 3 | 0 | 0 | 13929-097-017329 | PRINCE OIL COMPANY, INC.
45104 | Currently in Use |  | 1994-08-24 |  | Petroleum | Premium gasoline | Premium gasoline | Retail | Double Wall, Steel | Steel | Coated & cathodic protection (sti-P3) |  | Double Wall, Fiberglass reinforced plastic |  |  |  | Catchment Basin, Single walled catchment basin | Flow Rest 90% Full | Flow Rest 90% Full | Interstitial Monitoring within Secondary Containment | SENSOR TO ATG |  |  | Automatic flow restrictor (MLLD), Containment Sump | Containment Sump |  | SENSOR TO ATG | Annual line testing, Continuous alarm system | Continuous alarm system | Pressurized Piping | UST Currently In Use: 3; UST Temp Close: 0; AST Currently In Use: 0; AST Temp Closed: 0 | 3 | 0 | 0 | 13929-097-017329 | PRINCE OIL COMPANY, INC.
45105 | Currently in Use |  | 1994-08-24 |  | Petroleum | On road diesel | On road diesel | Retail | Double Wall, Steel | Steel | Coated & cathodic protection (sti-P3) |  | Double Wall, Fiberglass reinforced plastic |  |  |  | Catchment Basin, Single walled catchment basin | Flow Rest 90% Full | Flow Rest 90% Full | Interstitial Monitoring within Secondary Containment | SENSOR TO ATG |  |  | Automatic flow restrictor (MLLD), Containment Sump | Containment Sump |  | SENSOR TO ATG | Annual line testing, Continuous alarm system | Continuous alarm system | Pressurized Piping | UST Currently In Use: 3; UST Temp Close: 0; AST Currently In Use: 0; AST Temp Closed: 0 | 3 | 0 | 0 | 13929-097-017329 | PRINCE OIL COMPANY, INC.
45106 | Currently in Use |  | 1994-02-01 |  | Petroleum | Unleaded gasoline | Unleaded gasoline | Retail | Steel | Steel | Coated & cathodic protection (sti-P3) |  | Flexible |  |  | None | Catchment Basin, Single walled catchment basin | Flow Rest 90% Full | Flow Rest 90% Full |  |  | Continuous Automatic Tank Gauge |  | Automatic flow restrictor (MLLD), Containment Sump | Containment Sump |  | MANUAL/VISUAL CHECK | Annual line testing | Annual line testing |  | UST Currently In Use: 3; UST Temp Close: 1; AST Currently In Use: 0; AST Temp Closed: 0 | 3 | 1 | 2 | 25682-085-004565 | BAPS 2018 INC
45107 | Permanently Closed | 2009-10-08 | 1994-09-19 | 2021-12-06 | Petroleum | Unleaded gasoline | Unleaded gasoline | Retail | Steel | Steel | Coated & cathodic protection (sti-P3) |  | Fiberglass reinforced plastic |  | 1901-01-01 |  | Catchment Basin, Single walled catchment basin | Automatic shutoff device At 95% full | Automatic shutoff device At 95% full | [11 empty] | UST Currently In Use: 0; UST Temp Close: 0; AST Currently In Use: 0; AST Temp Closed: 0 | 0 | 0 | 6 | 19968-025-008896 | RICK TIDWELL
45108 | Currently in Use |  | 1994-05-23 |  | Petroleum | Unleaded gasoline | Unleaded gasoline | Retail | Fiberglass reinforced plastic | Fiberglass reinforced plastic |  |  | Flexible |  | 1901-01-01 |  | Catchment Basin, Single walled catchment basin | Flow Rest 90% Full | Flow Rest 90% Full |  |  | Continuous Automatic Tank Gauge |  | Automatic flow restrictor (MLLD), Containment Sump | Containment Sump | Interstitial Monitoring within Secondary Containment | SENSOR TO ATG | Continuous alarm system | Continuous alarm system |  | UST Currently In Use: 2; UST Temp Close: 0; AST Currently In Use: 0; AST Temp Closed: 0 | 2 | 0 | 3 | 25265-117-001286 | LGWS/CROSS AMERICA PARTNERS
45109 | Currently in Use |  | 1994-05-23 |  | Petroleum | Premium gasoline | Premium gasoline | Retail | Fiberglass reinforced plastic | Fiberglass reinforced plastic |  |  | Flexible |  | 1901-01-01 |  | Catchment Basin, Single walled catchment basin | Flow Rest 90% Full | Flow Rest 90% Full |  |  | Continuous Automatic Tank Gauge |  | Automatic flow restrictor (MLLD), Containment Sump | Containment Sump | Interstitial Monitoring within Secondary Containment | SENSOR TO ATG | Continuous alarm system | Continuous alarm system |  | UST Currently In Use: 2; UST Temp Close: 0; AST Currently In Use: 0; AST Temp Closed: 0 | 2 | 0 | 3 | 25265-117-001286 | LGWS/CROSS AMERICA PARTNERS
45110 | Permanently Closed | 2006-07-28 | 1994-04-11 | 2006-07-28 | Petroleum | Unleaded gasoline | Unleaded gasoline | Retail | Fiberglass reinforced plastic | Fiberglass reinforced plastic |  |  | Fiberglass reinforced plastic, DBWALL |  | 1901-01-01 |  | Catchment Basin, Single walled catchment basin | Flow Rest 90% Full | Flow Rest 90% Full |  |  | Automatic Tank Gauge |  |  |  | Interstitial Monitoring within Secondary Containment |  | Continuous alarm system | Continuous alarm system |  | UST Currently In Use: 0; UST Temp Close: 0; AST Currently In Use: 0; AST Temp Closed: 0 | 0 | 0 | 7 | 21518-117-008752 | PINSON TEXACO LLC
45111 | Permanently Closed | 2006-07-28 | 1994-04-11 | 2006-07-28 | Petroleum | Mid-grade gasoline | Mid-grade gasoline | Retail | Fiberglass reinforced plastic | Fiberglass reinforced plastic |  |  | Fiberglass reinforced plastic, DBWALL |  | 1901-01-01 |  | Catchment Basin, Single walled catchment basin | Flow Rest 90% Full | Flow Rest 90% Full |  |  | Automatic Tank Gauge |  |  |  | Interstitial Monitoring within Secondary Containment |  | Continuous alarm system | Continuous alarm system |  | UST Currently In Use: 0; UST Temp Close: 0; AST Currently In Use: 0; AST Temp Closed: 0 | 0 | 0 | 7 | 21518-117-008752 | PINSON TEXACO LLC
45112 | Permanently Closed | 2006-07-28 | 1994-04-11 | 2006-07-28 | Petroleum | Premium gasoline | Premium gasoline | Retail | Fiberglass reinforced plastic | Fiberglass reinforced plastic |  |  | Fiberglass reinforced plastic, DBWALL |  | 1901-01-01 |  | Catchment Basin, Single walled catchment basin | Flow Rest 90% Full | Flow Rest 90% Full |  |  | Automatic Tank Gauge |  |  |  | Interstitial Monitoring within Secondary Containment |  | Continuous alarm system | Continuous alarm system |  | UST Currently In Use: 0; UST Temp Close: 0; AST Currently In Use: 0; AST Temp Closed: 0 | 0 | 0 | 7 | 21518-117-008752 | PINSON TEXACO LLC
45113 | Temporary Closed | 2020-12-03 | 1994-08-01 |  | Petroleum | Unleaded gasoline | Unleaded gasoline | Retail | Double Wall, Steel, 8R/4P | Steel | Coated & cathodic protection (sti-P3) |  | Double Wall, Fiberglass reinforced plastic, OLD TYPE |  |  |  | Catchment Basin, Single walled catchment basin | Automatic shutoff device At 95% full | Automatic shutoff device At 95% full |  |  | Statistical Inventory Reconciliation (SIR) |  | Automatic flow restrictor (MLLD) | Automatic flow restrictor (MLLD) |  |  | Statistical inventory reconciliation (SIR) | Statistical inventory reconciliation (SIR) |  | UST Currently In Use: 0; UST Temp Close: 1; AST Currently In Use: 0; AST Temp Closed: 0 | 0 | 1 | 0 | 20135-073-017330 | MUNCHIES FOOD STORE
45114 | Temporary Closed | 2014-07-16 | 1994-07-01 |  | Petroleum | Unleaded gasoline | Unleaded gasoline | Retail | Fiberglass reinforced plastic | Fiberglass reinforced plastic |  |  | Fiberglass reinforced plastic |  | 1901-01-01 |  | Catchment Basin, Single walled catchment basin | Flow Rest 90% Full | Flow Rest 90% Full |  |  | Statistical Inventory Reconciliation (SIR) |  | Automatic flow restrictor (MLLD) | Automatic flow restrictor (MLLD) |  |  | Statistical inventory reconciliation (SIR) | Statistical inventory reconciliation (SIR) |  | UST Currently In Use: 0; UST Temp Close: 2; AST Currently In Use: 0; AST Temp Closed: 0 | 0 | 2 | 0 | 21525-073-017331 | JACK MALONE
45115 | Temporary Closed | 2014-07-16 | 1994-07-01 |  | Petroleum | Premium gasoline | Premium gasoline | Retail | Fiberglass reinforced plastic | Fiberglass reinforced plastic |  |  | Fiberglass reinforced plastic |  | 1901-01-01 |  | Catchment Basin, Single walled catchment basin | Flow Rest 90% Full | Flow Rest 90% Full |  |  | Statistical Inventory Reconciliation (SIR) |  | Automatic flow restrictor (MLLD) | Automatic flow restrictor (MLLD) |  |  | Statistical inventory reconciliation (SIR) | Statistical inventory reconciliation (SIR) |  | UST Currently In Use: 0; UST Temp Close: 2; AST Currently In Use: 0; AST Temp Closed: 0 | 0 | 2 | 0 | 21525-073-017331 | JACK MALONE
45116 | Currently in Use |  | 1993-10-16 |  | Petroleum | Unleaded gasoline | Unleaded gasoline | Retail | Fiberglass reinforced plastic, Single Wall | Single Wall |  |  | Double Wall, Fiberglass reinforced plastic, 2-PIECES |  | 1901-01-01 |  | Catchment Basin, Single walled catchment basin | Automatic shutoff device At 95% full | Automatic shutoff device At 95% full |  |  | Continuous Automatic Tank Gauge |  | Automatic shutoff device (AELLD) | Automatic shutoff device (AELLD) | [5 empty] | UST Currently In Use: 3; UST Temp Close: 0; AST Currently In Use: 0; AST Temp Closed: 0 | 3 | 0 | 4 | 13526-073-005359 | MOORE OIL COMPANY, INC.
45117 | Currently in Use |  | 1993-10-16 |  | Petroleum | Premium gasoline | Premium gasoline | Retail | Fiberglass reinforced plastic, Single Wall | Single Wall |  |  | Double Wall, Fiberglass reinforced plastic, 2-PIECES |  | 1901-01-01 |  | Catchment Basin, Single walled catchment basin | Automatic shutoff device At 95% full | Automatic shutoff device At 95% full |  |  | Continuous Automatic Tank Gauge |  | Automatic shutoff device (AELLD) | Automatic shutoff device (AELLD) | [5 empty] | UST Currently In Use: 3; UST Temp Close: 0; AST Currently In Use: 0; AST Temp Closed: 0 | 3 | 0 | 4 | 13526-073-005359 | MOORE OIL COMPANY, INC.
45118 | Currently in Use |  | 1993-10-16 |  | Petroleum | Unleaded gasoline | Unleaded gasoline | Retail | Fiberglass reinforced plastic, Single Wall | Single Wall |  |  | Double Wall, Fiberglass reinforced plastic, 2-PIECES |  | 1901-01-01 |  | Catchment Basin, Single walled catchment basin | Automatic shutoff device At 95% full | Automatic shutoff device At 95% full |  |  | Continuous Automatic Tank Gauge |  | Automatic shutoff device (AELLD) | Automatic shutoff device (AELLD) | [5 empty] | UST Currently In Use: 3; UST Temp Close: 0; AST Currently In Use: 0; AST Temp Closed: 0 | 3 | 0 | 4 | 13526-073-005359 | MOORE OIL COMPANY, INC.
45119 | Permanently Closed | 1995-01-22 | 1901-01-01 | 1997-01-22 | Petroleum | Unleaded gasoline | Unleaded gasoline |  | Steel | Steel |  | Painted or None | Steel |  | 1901-01-01 | [12 empty] | Annual line testing | Annual line testing |  | UST Currently In Use: 0; UST Temp Close: 0; AST Currently In Use: 0; AST Temp Closed: 0 | 0 | 0 | 2 | 19919-115-017332 | FRANK RAWELL
45120 | Permanently Closed | 1995-01-22 | 1901-01-01 | 1997-01-22 | Petroleum | Unleaded gasoline | Unleaded gasoline |  | Steel | Steel |  | Painted or None | Steel |  | 1901-01-01 | None | [11 empty] | Annual line testing | Annual line testing |  | UST Currently In Use: 0; UST Temp Close: 0; AST Currently In Use: 0; AST Temp Closed: 0 | 0 | 0 | 2 | 19919-115-017332 | FRANK RAWELL
45121 | Currently in Use |  | 1994-09-01 |  | Petroleum | Unleaded gasoline | Unleaded gasoline | Retail | Steel | Steel | Coated & cathodic protection (sti-P3) |  | Fiberglass reinforced plastic |  |  |  | Catchment Basin, Single walled catchment basin | Audible high level alarm At 90% full, Automatic shutoff device At 95% full, Flow Rest 90% Full | Flow Rest 90% Full |  |  | Continuous Automatic Tank Gauge |  | Automatic shutoff device (AELLD), Containment Sump, Sump sensor relayed to automatically shut off submersible pump | Sump sensor relayed to automatically shut off submersible pump |  |  | Continuous alarm system | Continuous alarm system |  | UST Currently In Use: 4; UST Temp Close: 0; AST Currently In Use: 0; AST Temp Closed: 0 | 4 | 0 | 0 | 19721-011-017333 | MAY'S DISTRIBUTING CO. INC.
45122 | Currently in Use |  | 1994-09-01 |  | Petroleum | Premium gasoline | Premium gasoline | Retail | Steel | Steel | Coated & cathodic protection (sti-P3) |  | Fiberglass reinforced plastic |  |  |  | Catchment Basin, Single walled catchment basin | Audible high level alarm At 90% full, Automatic shutoff device At 95% full, Flow Rest 90% Full | Flow Rest 90% Full |  |  | Continuous Automatic Tank Gauge |  | Automatic shutoff device (AELLD), Containment Sump, Sump sensor relayed to automatically shut off submersible pump | Sump sensor relayed to automatically shut off submersible pump |  |  | Continuous alarm system | Continuous alarm system |  | UST Currently In Use: 4; UST Temp Close: 0; AST Currently In Use: 0; AST Temp Closed: 0 | 4 | 0 | 0 | 19721-011-017333 | MAY'S DISTRIBUTING CO. INC.
45123 | Currently in Use |  | 1994-06-03 |  | Petroleum | Unleaded gasoline | Unleaded gasoline | Retail | Fiberglass reinforced plastic, Single Wall | Single Wall |  |  | Double Wall, Fiberglass reinforced plastic |  |  |  | Catchment Basin, Single walled catchment basin | Automatic shutoff device At 95% full, Flow Rest 90% Full | Flow Rest 90% Full |  |  | Continuous Automatic Tank Gauge | Single walled submersible pump containment sump | Automatic flow restrictor (MLLD) | Automatic flow restrictor (MLLD) |  | SENSOR TO ATG | Annual line testing | Annual line testing |  | UST Currently In Use: 3; UST Temp Close: 0; AST Currently In Use: 0; AST Temp Closed: 0 | 3 | 0 | 0 | 23372-093-017334 | MIDSTATES PETROLEUM COMPANY
45124 | Currently in Use |  | 1994-06-03 |  | Petroleum | Premium gasoline | Premium gasoline | Retail | Fiberglass reinforced plastic, Single Wall | Single Wall |  |  | Double Wall, Fiberglass reinforced plastic |  |  |  | Catchment Basin, Single walled catchment basin | Automatic shutoff device At 95% full, Flow Rest 90% Full | Flow Rest 90% Full |  |  | Continuous Automatic Tank Gauge | Single walled submersible pump containment sump | Automatic flow restrictor (MLLD) | Automatic flow restrictor (MLLD) |  | SENSOR TO ATG | Annual line testing | Annual line testing |  | UST Currently In Use: 3; UST Temp Close: 0; AST Currently In Use: 0; AST Temp Closed: 0 | 3 | 0 | 0 | 23372-093-017334 | MIDSTATES PETROLEUM COMPANY
45127 | Currently in Use |  | 1994-06-03 |  | Petroleum | Unleaded gasoline | Unleaded gasoline | Retail | Fiberglass reinforced plastic, Single Wall | Single Wall |  |  | Double Wall, Fiberglass reinforced plastic |  |  |  | Catchment Basin, Single walled catchment basin | Automatic shutoff device At 95% full, Flow Rest 90% Full | Flow Rest 90% Full |  |  | Continuous Automatic Tank Gauge | Single walled submersible pump containment sump | Automatic flow restrictor (MLLD) | Automatic flow restrictor (MLLD) |  | SENSOR TO ATG | Annual line testing | Annual line testing |  | UST Currently In Use: 3; UST Temp Close: 0; AST Currently In Use: 0; AST Temp Closed: 0 | 3 | 0 | 0 | 23372-093-017334 | MIDSTATES PETROLEUM COMPANY
45130 | Permanently Closed | 2012-03-13 | 1994-09-16 | 2012-03-13 | Petroleum | Unleaded gasoline | Unleaded gasoline | Retail | Steel | Steel | Coated & cathodic protection (sti-P3) |  | Flexible |  |  |  | Catchment Basin, Single walled catchment basin | Flow Rest 90% Full | Flow Rest 90% Full | Interstitial Monitoring within Secondary Containment |  | Continuous Automatic Tank Gauge |  | Containment Sump | Containment Sump | Interstitial Monitoring within Secondary Containment | SENSOR TO ATG | Continuous alarm system | Continuous alarm system |  | UST Currently In Use: 2; UST Temp Close: 0; AST Currently In Use: 0; AST Temp Closed: 0 | 2 | 0 | 3 | 25265-003-017335 | LGWS/CROSS AMERICA PARTNERS
45131 | Permanently Closed | 2012-03-13 | 1994-09-16 | 2012-03-13 | Petroleum | Mid-grade gasoline | Mid-grade gasoline | Retail | Steel | Steel | Coated & cathodic protection (sti-P3) |  | Flexible |  |  |  | Catchment Basin, Single walled catchment basin | Flow Rest 90% Full | Flow Rest 90% Full | Interstitial Monitoring within Secondary Containment |  | Continuous Automatic Tank Gauge |  | Containment Sump | Containment Sump | Interstitial Monitoring within Secondary Containment |  | Continuous alarm system | Continuous alarm system |  | UST Currently In Use: 2; UST Temp Close: 0; AST Currently In Use: 0; AST Temp Closed: 0 | 2 | 0 | 3 | 25265-003-017335 | LGWS/CROSS AMERICA PARTNERS
45132 | Permanently Closed | 2012-03-13 | 1994-09-16 | 2012-03-13 | Petroleum | Premium gasoline | Premium gasoline | Retail | Steel | Steel | Coated & cathodic protection (sti-P3) |  | Flexible |  |  |  | Catchment Basin, Single walled catchment basin | Flow Rest 90% Full | Flow Rest 90% Full | Interstitial Monitoring within Secondary Containment |  | Continuous Automatic Tank Gauge |  | Containment Sump | Containment Sump | Interstitial Monitoring within Secondary Containment |  | Continuous alarm system | Continuous alarm system |  | UST Currently In Use: 2; UST Temp Close: 0; AST Currently In Use: 0; AST Temp Closed: 0 | 2 | 0 | 3 | 25265-003-017335 | LGWS/CROSS AMERICA PARTNERS
45133 | Currently in Use |  | 1994-10-05 |  | Petroleum | Unleaded gasoline | Unleaded gasoline | Retail | Steel | Steel | Coated & cathodic protection (sti-P3) |  | Flexible |  |  |  | Catchment Basin, Single walled catchment basin | Automatic shutoff device At 95% full | Automatic shutoff device At 95% full |  |  | Continuous Automatic Tank Gauge |  | Automatic flow restrictor (MLLD), Containment Sump | Containment Sump |  |  | Annual line testing | Annual line testing |  | UST Currently In Use: 2; UST Temp Close: 0; AST Currently In Use: 0; AST Temp Closed: 0 | 2 | 0 | 2 | 20875-039-000226 | GITTY UP-N-GO, INC.
45134 | Currently in Use |  | 1994-10-05 |  | Petroleum | Premium gasoline | Premium gasoline | Retail | Steel | Steel | Coated & cathodic protection (sti-P3) |  | Flexible |  |  |  | Catchment Basin, Single walled catchment basin | Automatic shutoff device At 95% full | Automatic shutoff device At 95% full |  |  | Continuous Automatic Tank Gauge |  | Automatic flow restrictor (MLLD), Containment Sump | Containment Sump |  |  | Annual line testing | Annual line testing |  | UST Currently In Use: 2; UST Temp Close: 0; AST Currently In Use: 0; AST Temp Closed: 0 | 2 | 0 | 2 | 20875-039-000226 | GITTY UP-N-GO, INC.
45135 | Currently in Use |  | 1994-10-03 |  | Petroleum | Unleaded gasoline | Unleaded gasoline | Retail | Steel | Steel | Coated & cathodic protection (sti-P3) |  | Flexible |  |  |  | Catchment Basin, Single walled catchment basin | Flow Rest 90% Full | Flow Rest 90% Full | Interstitial Monitoring within Secondary Containment | SENSOR TO ATG | Continuous Automatic Tank Gauge |  | Automatic flow restrictor (MLLD), Containment Sump | Containment Sump | Interstitial Monitoring within Secondary Containment | SENSOR TO ATG | Annual line testing, Continuous alarm system | Continuous alarm system |  | UST Currently In Use: 4; UST Temp Close: 0; AST Currently In Use: 0; AST Temp Closed: 0 | 4 | 0 | 2 | 12920-053-000221 | JUNIOR FOOD STORES OF WEST FLORIDA
45136 | Currently in Use |  | 1994-10-03 |  | Petroleum | Mid-grade gasoline | Mid-grade gasoline | Retail | Steel | Steel | Coated & cathodic protection (sti-P3) |  | Flexible |  |  |  | Catchment Basin, Single walled catchment basin | Flow Rest 90% Full | Flow Rest 90% Full | Interstitial Monitoring within Secondary Containment | SENSOR TO ATG | Continuous Automatic Tank Gauge |  | Automatic flow restrictor (MLLD), Containment Sump | Containment Sump | Interstitial Monitoring within Secondary Containment | SENSOR TO ATG | Annual line testing, Continuous alarm system | Continuous alarm system |  | UST Currently In Use: 4; UST Temp Close: 0; AST Currently In Use: 0; AST Temp Closed: 0 | 4 | 0 | 2 | 12920-053-000221 | JUNIOR FOOD STORES OF WEST FLORIDA
45137 | Currently in Use |  | 1994-10-03 |  | Petroleum | Premium gasoline | Premium gasoline | Retail | Steel | Steel | Coated & cathodic protection (sti-P3) |  | Flexible |  |  |  | Catchment Basin, Single walled catchment basin | Flow Rest 90% Full | Flow Rest 90% Full | Interstitial Monitoring within Secondary Containment | SENSOR TO ATG | Continuous Automatic Tank Gauge |  | Automatic flow restrictor (MLLD), Containment Sump | Containment Sump | Interstitial Monitoring within Secondary Containment | SENSOR TO ATG | Annual line testing, Continuous alarm system | Continuous alarm system |  | UST Currently In Use: 4; UST Temp Close: 0; AST Currently In Use: 0; AST Temp Closed: 0 | 4 | 0 | 2 | 12920-053-000221 | JUNIOR FOOD STORES OF WEST FLORIDA
45138 | Currently in Use |  | 1994-10-03 |  | Petroleum | On road diesel | On road diesel | Retail | Steel | Steel | Coated & cathodic protection (sti-P3) |  | Flexible |  |  |  | Catchment Basin, Single walled catchment basin | Flow Rest 90% Full | Flow Rest 90% Full | Interstitial Monitoring within Secondary Containment | SENSOR TO ATG | Continuous Automatic Tank Gauge |  | Automatic flow restrictor (MLLD), Containment Sump | Containment Sump | Interstitial Monitoring within Secondary Containment | SENSOR TO ATG | Annual line testing, Continuous alarm system | Continuous alarm system |  | UST Currently In Use: 4; UST Temp Close: 0; AST Currently In Use: 0; AST Temp Closed: 0 | 4 | 0 | 2 | 12920-053-000221 | JUNIOR FOOD STORES OF WEST FLORIDA
45139 | Permanently Closed | 2014-04-17 | 1988-10-08 | 2014-04-17 | Petroleum | Kerosene | Kerosene | Retail | Steel | Steel | Coated & cathodic protection (sti-P3), Field installed cathodic protection |  | Steel |  | 1901-01-01 | Field installed cathodic protection | Catchment Basin, Single walled catchment basin | Flow Rest 90% Full | Flow Rest 90% Full |  |  | Automatic Tank Gauge | [8 empty] | UST Currently In Use: 5; UST Temp Close: 0; AST Currently In Use: 0; AST Temp Closed: 0 | 5 | 0 | 1 | 25994-043-013846 | RAJESH PATEL
45140 | Currently in Use |  | 1994-06-06 |  | Petroleum | Premium gasoline | Premium gasoline | Retail | Steel | Steel | Coated & cathodic protection (sti-P3) |  | Double Wall, UNKNOWN |  | 2019-09-01 |  | Catchment Basin, Single walled catchment basin | Flow Rest 90% Full | Flow Rest 90% Full |  |  | Automatic Tank Gauge |  | Automatic flow restrictor (MLLD), Containment Sump | Containment Sump |  |  | Continuous alarm system | Continuous alarm system |  | UST Currently In Use: 2; UST Temp Close: 0; AST Currently In Use: 0; AST Temp Closed: 0 | 2 | 0 | 0 | 23598-071-017336 | R & R PARTNERSHIP
45141 | Currently in Use |  | 1994-06-06 |  | Petroleum | Unleaded gasoline | Unleaded gasoline | Retail | Steel | Steel | Coated & cathodic protection (sti-P3) |  | Double Wall, UNKNOWN |  | 2019-09-01 |  | Catchment Basin, Single walled catchment basin | Flow Rest 90% Full | Flow Rest 90% Full |  |  | Automatic Tank Gauge |  | Automatic flow restrictor (MLLD), Containment Sump | Containment Sump |  |  | Annual line testing, Continuous alarm system | Continuous alarm system |  | UST Currently In Use: 2; UST Temp Close: 0; AST Currently In Use: 0; AST Temp Closed: 0 | 2 | 0 | 0 | 23598-071-017336 | R & R PARTNERSHIP
45142 | Permanently Closed | 1995-03-01 | 1901-01-01 | 2003-08-07 | Petroleum | Used oil | Used oil | Retail |  |  |  | Painted or None |  |  | 1901-01-01 |  | Other, EXEMPT | Other, EXEMPT | Other | [11 empty] | UST Currently In Use: 0; UST Temp Close: 0; AST Currently In Use: 0; AST Temp Closed: 0 | 0 | 0 | 4 | 19950-081-010902 | OIL SOUTH INC
45143 | Currently in Use |  | 1993-07-27 |  | Petroleum | Unleaded gasoline | Unleaded gasoline | Retail | Single Wall, Steel | Steel | Coated & cathodic protection (sti-P3) |  | Fiberglass reinforced plastic, Single Wall |  |  | Galvanic Cathodic, FLX CONN | Catchment Basin, Single walled catchment basin | Automatic shutoff device At 95% full, Flow Rest 90% Full | Flow Rest 90% Full |  |  | Continuous Automatic Tank Gauge | [8 empty] | UST Currently In Use: 1; UST Temp Close: 0; AST Currently In Use: 1; AST Temp Closed: 0 | 1 | 0 | 0 | 25462-055-017337 | JANAK PATEL
45144 | Currently in Use |  | 1994-05-24 |  | Petroleum | Mid-grade gasoline | Mid-grade gasoline | Retail | Steel | Steel | Coated & cathodic protection (sti-P3) |  | Double Wall, Fiberglass reinforced plastic |  |  |  | Catchment Basin, Single walled catchment basin | Flow Rest 90% Full | Flow Rest 90% Full |  |  | Continuous Automatic Tank Gauge |  | Automatic flow restrictor (MLLD) | Automatic flow restrictor (MLLD) |  |  | Annual line testing | Annual line testing |  | UST Currently In Use: 5; UST Temp Close: 0; AST Currently In Use: 0; AST Temp Closed: 0 | 5 | 0 | 0 | 23515-021-017338 | HICKS PROPERTIES LLC
45145 | Currently in Use |  | 1994-05-24 |  | Petroleum | Premium gasoline | Premium gasoline | Retail | Steel | Steel | Coated & cathodic protection (sti-P3) |  | Double Wall, Fiberglass reinforced plastic |  |  |  | Catchment Basin, Single walled catchment basin | Flow Rest 90% Full | Flow Rest 90% Full |  |  | Continuous Automatic Tank Gauge |  | Automatic flow restrictor (MLLD) | Automatic flow restrictor (MLLD) |  |  | Annual line testing | Annual line testing |  | UST Currently In Use: 5; UST Temp Close: 0; AST Currently In Use: 0; AST Temp Closed: 0 | 5 | 0 | 0 | 23515-021-017338 | HICKS PROPERTIES LLC
45146 | Currently in Use |  | 1994-05-24 |  | Petroleum | Unleaded gasoline | Unleaded gasoline | Retail | Steel | Steel | Coated & cathodic protection (sti-P3) |  | Double Wall, Fiberglass reinforced plastic |  |  |  | Catchment Basin, Single walled catchment basin | Flow Rest 90% Full | Flow Rest 90% Full |  |  | Continuous Automatic Tank Gauge |  | Automatic flow restrictor (MLLD) | Automatic flow restrictor (MLLD) |  |  | Annual line testing | Annual line testing |  | UST Currently In Use: 5; UST Temp Close: 0; AST Currently In Use: 0; AST Temp Closed: 0 | 5 | 0 | 0 | 23515-021-017338 | HICKS PROPERTIES LLC
45147 | Currently in Use |  | 1994-05-24 |  | Petroleum | On road diesel | On road diesel | Retail | Steel | Steel | Coated & cathodic protection (sti-P3) |  | Double Wall, Fiberglass reinforced plastic |  |  |  | Catchment Basin, Single walled catchment basin | Flow Rest 90% Full | Flow Rest 90% Full |  |  | Continuous Automatic Tank Gauge |  | Automatic flow restrictor (MLLD) | Automatic flow restrictor (MLLD) |  |  | Annual line testing | Annual line testing |  | UST Currently In Use: 5; UST Temp Close: 0; AST Currently In Use: 0; AST Temp Closed: 0 | 5 | 0 | 0 | 23515-021-017338 | HICKS PROPERTIES LLC
45148 | Currently in Use |  | 1994-05-24 |  | Petroleum | On road diesel | On road diesel | Bulk facility | Steel | Steel | Coated & cathodic protection (sti-P3) |  | Double Wall, Fiberglass reinforced plastic |  |  |  | Catchment Basin, Single walled catchment basin | Flow Rest 90% Full | Flow Rest 90% Full |  |  | Continuous Automatic Tank Gauge | [8 empty] | UST Currently In Use: 5; UST Temp Close: 0; AST Currently In Use: 0; AST Temp Closed: 0 | 5 | 0 | 0 | 23515-021-017338 | HICKS PROPERTIES LLC
45149 | Temporary Closed | 2008-12-31 | 1988-04-01 |  | Petroleum | Unleaded gasoline | Unleaded gasoline | Retail | Single Wall, Steel | Steel | Coated & cathodic protection (sti-P3) |  | Flexible, Single Wall |  | 1901-01-01 |  | Catchment Basin, Single walled catchment basin | Automatic shutoff device At 95% full | Automatic shutoff device At 95% full |  |  | Statistical Inventory Reconciliation (SIR) | [8 empty] | UST Currently In Use: 0; UST Temp Close: 2; AST Currently In Use: 0; AST Temp Closed: 0 | 0 | 2 | 0 | 23847-127-017339 | MIKE HARRIS
45150 | Temporary Closed | 2008-12-31 | 1988-04-01 |  | Petroleum | Premium gasoline | Premium gasoline | Retail | Single Wall, Steel | Steel | Coated & cathodic protection (sti-P3) |  | Flexible, Single Wall |  | 1901-01-01 |  | Catchment Basin, Single walled catchment basin | Automatic shutoff device At 95% full | Automatic shutoff device At 95% full |  |  | Statistical Inventory Reconciliation (SIR) | [8 empty] | UST Currently In Use: 0; UST Temp Close: 2; AST Currently In Use: 0; AST Temp Closed: 0 | 0 | 2 | 0 | 23847-127-017339 | MIKE HARRIS
45151 | Temporary Closed | 2000-08-25 | 1989-08-03 |  | Petroleum | Unleaded gasoline | Unleaded gasoline | Local Government, Retail | Steel | Steel | Coated & cathodic protection (sti-P3) |  | Fiberglass reinforced plastic |  | 1901-01-01 | None | Catchment Basin, Single walled catchment basin | Automatic shutoff device At 95% full | Automatic shutoff device At 95% full |  |  |  |  | Automatic flow restrictor (MLLD) | Automatic flow restrictor (MLLD) |  |  | Annual line testing | Annual line testing |  | UST Currently In Use: 0; UST Temp Close: 4; AST Currently In Use: 0; AST Temp Closed: 0 | 0 | 4 | 0 | 21951-011-017341 | FRANKLIN FIELD AIRPORT AUTHORITY INC
45152 | Temporary Closed | 2003-06-11 | 1989-08-03 |  | Petroleum | Unleaded gasoline | Unleaded gasoline | Local Government, Retail | Steel | Steel | Coated & cathodic protection (sti-P3) |  | Fiberglass reinforced plastic |  | 1901-01-01 | None | Catchment Basin, Single walled catchment basin | Automatic shutoff device At 95% full | Automatic shutoff device At 95% full |  |  |  |  | Automatic flow restrictor (MLLD) | Automatic flow restrictor (MLLD) |  |  | Annual line testing | Annual line testing |  | UST Currently In Use: 0; UST Temp Close: 4; AST Currently In Use: 0; AST Temp Closed: 0 | 0 | 4 | 0 | 21951-011-017341 | FRANKLIN FIELD AIRPORT AUTHORITY INC
45153 | Temporary Closed | 2000-08-25 | 1989-08-03 |  | Petroleum | Unleaded gasoline | Unleaded gasoline | Local Government, Retail | Steel | Steel | Coated & cathodic protection (sti-P3) |  | Fiberglass reinforced plastic |  | 1901-01-01 | None | Catchment Basin, Single walled catchment basin | Automatic shutoff device At 95% full | Automatic shutoff device At 95% full |  |  |  |  | Automatic flow restrictor (MLLD) | Automatic flow restrictor (MLLD) |  |  | Annual line testing | Annual line testing |  | UST Currently In Use: 0; UST Temp Close: 4; AST Currently In Use: 0; AST Temp Closed: 0 | 0 | 4 | 0 | 21951-011-017341 | FRANKLIN FIELD AIRPORT AUTHORITY INC
45154 | Temporary Closed | 2000-08-25 | 1989-08-03 |  | Petroleum | On road diesel | On road diesel | Local Government, Retail | Steel | Steel | Coated & cathodic protection (sti-P3) |  | Fiberglass reinforced plastic |  | 1901-01-01 | None | Catchment Basin, Single walled catchment basin | Automatic shutoff device At 95% full | Automatic shutoff device At 95% full | [11 empty] | UST Currently In Use: 0; UST Temp Close: 4; AST Currently In Use: 0; AST Temp Closed: 0 | 0 | 4 | 0 | 21951-011-017341 | FRANKLIN FIELD AIRPORT AUTHORITY INC
45155 | Currently in Use |  | 1994-09-01 |  | Petroleum | Unleaded gasoline | Unleaded gasoline | Retail | Single Wall, Steel | Steel | Coated & cathodic protection (sti-P3) |  | Double Wall, Fiberglass reinforced plastic |  |  |  | Catchment Basin, Single walled catchment basin | Flow Rest 90% Full | Flow Rest 90% Full |  |  | Continuous Automatic Tank Gauge | Single walled submersible pump containment sump | Automatic shutoff device (AELLD), Containment Sump | Containment Sump | [5 empty] | UST Currently In Use: 2; UST Temp Close: 0; AST Currently In Use: 0; AST Temp Closed: 0 | 2 | 0 | 3 | 25265-009-006825 | LGWS/CROSS AMERICA PARTNERS
45156 | Currently in Use |  | 1994-09-01 |  | Petroleum | Premium gasoline | Premium gasoline | Retail | Single Wall, Steel | Steel | Coated & cathodic protection (sti-P3) |  | Double Wall, Fiberglass reinforced plastic |  |  |  | Catchment Basin, Single walled catchment basin | Flow Rest 90% Full | Flow Rest 90% Full |  |  | Continuous Automatic Tank Gauge | Single walled submersible pump containment sump | Automatic shutoff device (AELLD), Containment Sump | Containment Sump | [5 empty] | UST Currently In Use: 2; UST Temp Close: 0; AST Currently In Use: 0; AST Temp Closed: 0 | 2 | 0 | 3 | 25265-009-006825 | LGWS/CROSS AMERICA PARTNERS
45157 | Currently in Use |  | 1994-08-18 |  | Petroleum | Unleaded gasoline | Unleaded gasoline | Retail | Fiberglass reinforced plastic, Single Wall | Single Wall |  |  | Fiberglass reinforced plastic, Single Wall, 2-PIECES |  | 1901-01-01 |  | Catchment Basin, Single walled catchment basin | Flow Rest 90% Full | Flow Rest 90% Full |  |  | Continuous Automatic Tank Gauge |  | Automatic shutoff device (AELLD) | Automatic shutoff device (AELLD) | [5 empty] | UST Currently In Use: 3; UST Temp Close: 0; AST Currently In Use: 0; AST Temp Closed: 0 | 3 | 0 | 0 | 13526-073-017343 | MOORE OIL COMPANY, INC.
45158 | Currently in Use |  | 1994-08-18 |  | Petroleum | Unleaded gasoline | Unleaded gasoline | Retail | Fiberglass reinforced plastic, Single Wall | Single Wall |  |  | Fiberglass reinforced plastic, Single Wall, 2-PIECES |  | 1901-01-01 |  | Catchment Basin, Single walled catchment basin | Flow Rest 90% Full | Flow Rest 90% Full |  |  | Continuous Automatic Tank Gauge |  | Automatic shutoff device (AELLD) | Automatic shutoff device (AELLD) | [5 empty] | UST Currently In Use: 3; UST Temp Close: 0; AST Currently In Use: 0; AST Temp Closed: 0 | 3 | 0 | 0 | 13526-073-017343 | MOORE OIL COMPANY, INC.
45159 | Currently in Use |  | 1994-08-18 |  | Petroleum | Premium gasoline | Premium gasoline | Retail | Fiberglass reinforced plastic, Single Wall | Single Wall |  |  | Double Wall, Fiberglass reinforced plastic, 2-PIECES |  | 1901-01-01 |  | Catchment Basin, Single walled catchment basin | Flow Rest 90% Full | Flow Rest 90% Full |  |  | Continuous Automatic Tank Gauge |  | Automatic shutoff device (AELLD) | Automatic shutoff device (AELLD) | [5 empty] | UST Currently In Use: 3; UST Temp Close: 0; AST Currently In Use: 0; AST Temp Closed: 0 | 3 | 0 | 0 | 13526-073-017343 | MOORE OIL COMPANY, INC.
45160 | Currently in Use |  | 1994-10-24 |  | Petroleum | Unleaded gasoline | Unleaded gasoline | Retail | Steel | Steel | Coated & cathodic protection (sti-P3) |  | Double Wall, Flexible |  | 2025-04-24 |  | Catchment Basin, Single walled catchment basin | Automatic shutoff device At 95% full | Automatic shutoff device At 95% full | Interstitial Monitoring within Secondary Containment |  | Continuous Automatic Tank Gauge |  | Automatic shutoff device (AELLD), Containment Sump | Containment Sump | Interstitial Monitoring within Secondary Containment | SENSOR TO ATG | Continuous alarm system | Continuous alarm system |  | UST Currently In Use: 5; UST Temp Close: 0; AST Currently In Use: 0; AST Temp Closed: 0 | 5 | 0 | 7 | 22176-021-011777 | Circle K Stores, Inc.
45162 | Currently in Use |  | 1994-10-24 |  | Petroleum | Premium gasoline | Premium gasoline | Retail | Steel | Steel | Coated & cathodic protection (sti-P3) |  | Double Wall, Flexible |  | 2025-04-24 |  | Catchment Basin, Single walled catchment basin | Automatic shutoff device At 95% full | Automatic shutoff device At 95% full | Interstitial Monitoring within Secondary Containment |  | Continuous Automatic Tank Gauge |  | Automatic shutoff device (AELLD), Containment Sump | Containment Sump | Interstitial Monitoring within Secondary Containment | SENSOR TO ATG | Continuous alarm system | Continuous alarm system |  | UST Currently In Use: 5; UST Temp Close: 0; AST Currently In Use: 0; AST Temp Closed: 0 | 5 | 0 | 7 | 22176-021-011777 | Circle K Stores, Inc.
45163 | Currently in Use |  | 1994-10-24 |  | Petroleum | On road diesel | On road diesel | Retail | Steel | Steel | Coated & cathodic protection (sti-P3) |  | Double Wall, Flexible |  | 2025-04-24 |  | Catchment Basin, Single walled catchment basin | Automatic shutoff device At 95% full | Automatic shutoff device At 95% full | Interstitial Monitoring within Secondary Containment |  | Continuous Automatic Tank Gauge |  | Automatic shutoff device (AELLD), Containment Sump | Containment Sump | Interstitial Monitoring within Secondary Containment | SENSOR TO ATG | Continuous alarm system | Continuous alarm system |  | UST Currently In Use: 5; UST Temp Close: 0; AST Currently In Use: 0; AST Temp Closed: 0 | 5 | 0 | 7 | 22176-021-011777 | Circle K Stores, Inc.
45165 | Permanently Closed | 2006-09-11 | 1994-06-07 | 2006-09-11 | Petroleum | Unleaded gasoline | Unleaded gasoline | Bulk facility, State/Federal Government | Fiberglass reinforced plastic | Fiberglass reinforced plastic |  |  | Fiberglass reinforced plastic |  | 1901-01-01 | None | Catchment Basin, Single walled catchment basin | Flow Rest 90% Full | Flow Rest 90% Full | Interstitial Monitoring within Secondary Containment |  | Continuous Automatic Tank Gauge |  |  |  | Interstitial Monitoring within Secondary Containment |  | Continuous alarm system | Continuous alarm system |  | UST Currently In Use: 0; UST Temp Close: 0; AST Currently In Use: 0; AST Temp Closed: 0 | 0 | 0 | 7 | 14667-045-002983 | DEPARTMENT OF TRANSPORTATION HIGHWAY
45167 | Permanently Closed | 2006-09-11 | 1994-06-07 | 2006-09-11 | Petroleum | Unleaded gasoline | Unleaded gasoline | Bulk facility, State/Federal Government | Fiberglass reinforced plastic | Fiberglass reinforced plastic |  |  | Fiberglass reinforced plastic |  | 1901-01-01 | None | Catchment Basin, Single walled catchment basin | Flow Rest 90% Full | Flow Rest 90% Full | Interstitial Monitoring within Secondary Containment |  | Continuous Automatic Tank Gauge |  |  |  | Interstitial Monitoring within Secondary Containment |  | Continuous alarm system | Continuous alarm system |  | UST Currently In Use: 0; UST Temp Close: 0; AST Currently In Use: 0; AST Temp Closed: 0 | 0 | 0 | 7 | 14667-045-002983 | DEPARTMENT OF TRANSPORTATION HIGHWAY
45170 | Currently in Use |  | 1994-11-24 |  | Petroleum | Unleaded gasoline | Unleaded gasoline | Retail | Single Wall, Steel | Steel | Coated & cathodic protection (sti-P3) |  | Fiberglass reinforced plastic, Single Wall |  |  |  | Catchment Basin, Single walled catchment basin | Flow Rest 90% Full | Flow Rest 90% Full |  |  | Automatic Tank Gauge | Direct Bury submersible pump | [7 empty] | UST Currently In Use: 1; UST Temp Close: 0; AST Currently In Use: 0; AST Temp Closed: 0 | 1 | 0 | 0 | 24605-103-009742 | HUBERT AND TRIXIE MOLAND
45171 | Currently in Use |  | 1971-01-01 |  | Petroleum | On road diesel | On road diesel | Retail | Single Wall, Steel | Steel | Field installed cathodic protection, Interior lined (not allowed as a standalone method of corrosion protection) |  | Fiberglass reinforced plastic, Single Wall |  |  |  | Catchment Basin, Single walled catchment basin | Flow Rest 90% Full | Flow Rest 90% Full |  |  | Statistical Inventory Reconciliation (SIR) |  | Automatic flow restrictor (MLLD) | Automatic flow restrictor (MLLD) |  |  | Statistical inventory reconciliation (SIR) | Statistical inventory reconciliation (SIR) |  | UST Currently In Use: 3; UST Temp Close: 0; AST Currently In Use: 0; AST Temp Closed: 0 | 3 | 0 | 0 | 15310-083-009325 | WATKINS OIL CO INC
45172 | Currently in Use |  | 1994-06-09 |  | Petroleum | Unleaded gasoline | Unleaded gasoline | Retail | Single Wall, Steel | Steel | Coated & cathodic protection (sti-P3) |  | Double Wall, Fiberglass reinforced plastic, GEOFLEX II |  |  | Other, FLXS ISOLA | Catchment Basin, Single walled catchment basin | Flow Rest 90% Full | Flow Rest 90% Full |  |  | Continuous Automatic Tank Gauge | Single walled submersible pump containment sump | Automatic flow restrictor (MLLD) | Automatic flow restrictor (MLLD) |  |  | Annual line testing | Annual line testing |  | UST Currently In Use: 3; UST Temp Close: 0; AST Currently In Use: 0; AST Temp Closed: 0 | 3 | 0 | 0 | 22196-127-017345 | RELIANCE, LLC
45173 | Currently in Use |  | 1994-06-09 |  | Petroleum | Premium gasoline | Premium gasoline | Retail | Single Wall, Steel | Steel | Coated & cathodic protection (sti-P3) |  | Double Wall, Fiberglass reinforced plastic, GEOFLEX II |  |  | Other, FLXS ISOLA | Catchment Basin, Single walled catchment basin | Flow Rest 90% Full | Flow Rest 90% Full |  |  | Continuous Automatic Tank Gauge | Single walled submersible pump containment sump | Automatic flow restrictor (MLLD) | Automatic flow restrictor (MLLD) |  |  | Annual line testing | Annual line testing |  | UST Currently In Use: 3; UST Temp Close: 0; AST Currently In Use: 0; AST Temp Closed: 0 | 3 | 0 | 0 | 22196-127-017345 | RELIANCE, LLC
45174 | Currently in Use |  | 1994-06-09 |  | Petroleum | Unleaded gasoline | Unleaded gasoline | Retail | Single Wall, Steel | Steel | Coated & cathodic protection (sti-P3) |  | Double Wall, Fiberglass reinforced plastic, GEOFLEX II |  |  | Other, FLXS ISOLA | Catchment Basin, Single walled catchment basin | Flow Rest 90% Full | Flow Rest 90% Full |  |  | Continuous Automatic Tank Gauge | Single walled submersible pump containment sump | Automatic flow restrictor (MLLD) | Automatic flow restrictor (MLLD) |  |  | Annual line testing | Annual line testing |  | UST Currently In Use: 3; UST Temp Close: 0; AST Currently In Use: 0; AST Temp Closed: 0 | 3 | 0 | 0 | 22196-127-017345 | RELIANCE, LLC
45175 | Permanently Closed | 1995-01-01 | 1988-12-15 | 1995-03-23 | Petroleum | On road diesel | On road diesel | Industrial | Steel | Steel | Coated & cathodic protection (sti-P3) |  | Steel |  | 1901-01-01 |  | Catchment Basin, Single walled catchment basin | [13 empty] | UST Currently In Use: 0; UST Temp Close: 0; AST Currently In Use: 0; AST Temp Closed: 0 | 0 | 0 | 2 | 19301-101-017344 | JENKINS BRICK CO
45180 | Permanently Closed | 1995-01-01 | 1988-12-15 | 1995-03-23 | Petroleum | Unleaded gasoline | Unleaded gasoline | Industrial | Steel | Steel | Coated & cathodic protection (sti-P3) |  | Steel |  | 1901-01-01 |  | Catchment Basin, Single walled catchment basin | [13 empty] | UST Currently In Use: 0; UST Temp Close: 0; AST Currently In Use: 0; AST Temp Closed: 0 | 0 | 0 | 2 | 19301-101-017344 | JENKINS BRICK CO
45181 | Permanently Closed | 2008-07-01 | 1988-12-15 | 2008-07-01 | Petroleum | On road diesel | On road diesel | Bulk facility, Local Government | Steel | Steel | Coated & cathodic protection (sti-P3) |  | Steel, SACANODES |  | 1901-01-01 |  | Catchment Basin, Single walled catchment basin | Automatic shutoff device At 95% full | Automatic shutoff device At 95% full |  |  | Automatic Tank Gauge | [8 empty] | UST Currently In Use: 0; UST Temp Close: 0; AST Currently In Use: 2; AST Temp Closed: 0 | 0 | 0 | 3 | 15723-109-013683 | PIKE COUNTY BOARD OF EDUCATION
45182 | Permanently Closed | 1998-11-24 | 1987-01-01 | 1998-11-24 | Petroleum | Unleaded gasoline | Unleaded gasoline | Bulk facility, Local Government | Steel | Steel | Coated & cathodic protection (sti-P3) |  | Steel |  | 1901-01-01 |  | Catchment Basin, Single walled catchment basin | [13 empty] | UST Currently In Use: 0; UST Temp Close: 0; AST Currently In Use: 1; AST Temp Closed: 0 | 0 | 0 | 1 | 15723-109-013685 | PIKE COUNTY BOARD OF EDUCATION
45183 | Currently in Use |  | 1993-12-15 |  | Petroleum | On road diesel | On road diesel | Retail | Steel | Steel | Coated & cathodic protection (sti-P3) |  | Fiberglass reinforced plastic |  |  |  | Catchment Basin, Single walled catchment basin | Audible high level alarm At 90% full, Flow Rest 90% Full | Flow Rest 90% Full |  |  | Automatic Tank Gauge |  | Automatic flow restrictor (MLLD) | Automatic flow restrictor (MLLD) |  |  | Annual line testing | Annual line testing |  | UST Currently In Use: 3; UST Temp Close: 0; AST Currently In Use: 0; AST Temp Closed: 0 | 3 | 0 | 4 | 12409-005-007936 | Tim Shirley
45184 | Currently in Use |  | 1994-08-15 |  | Petroleum | Unleaded gasoline | Unleaded gasoline | Retail | Steel | Steel | Coated & cathodic protection (sti-P3) |  | Fiberglass reinforced plastic |  |  | Other, FLXS ISOLA | Catchment Basin, Single walled catchment basin | Automatic shutoff device At 95% full, Flow Rest 90% Full | Flow Rest 90% Full |  |  | Continuous Automatic Tank Gauge |  | Automatic flow restrictor (MLLD) | Automatic flow restrictor (MLLD) |  |  | Annual line testing | Annual line testing |  | UST Currently In Use: 2; UST Temp Close: 0; AST Currently In Use: 0; AST Temp Closed: 0 | 2 | 0 | 0 | 15201-117-017348 | VULCAN OIL COMPANY INC.
45185 | Currently in Use |  | 1994-08-15 |  | Petroleum | Premium gasoline | Premium gasoline | Retail | Steel | Steel | Coated & cathodic protection (sti-P3) |  | Fiberglass reinforced plastic |  |  | Other, FLXS ISOLA | Catchment Basin, Single walled catchment basin | Automatic shutoff device At 95% full, Flow Rest 90% Full | Flow Rest 90% Full |  |  | Continuous Automatic Tank Gauge |  | Automatic flow restrictor (MLLD) | Automatic flow restrictor (MLLD) |  |  | Annual line testing, Other, AUTO FLOW | Other |  | UST Currently In Use: 2; UST Temp Close: 0; AST Currently In Use: 0; AST Temp Closed: 0 | 2 | 0 | 0 | 15201-117-017348 | VULCAN OIL COMPANY INC.
45186 | Permanently Closed | 1997-08-20 | 1987-04-24 | 1997-08-20 | Petroleum | On road diesel | On road diesel | Retail | Steel | Steel | Coated & cathodic protection (sti-P3) |  | Steel |  | 1901-01-01 | [15 empty] | UST Currently In Use: 0; UST Temp Close: 0; AST Currently In Use: 0; AST Temp Closed: 0 | 0 | 0 | 4 | 11786-081-010065 | FARMERS ALLIANCE WAREHOUSE
45187 | Currently in Use |  | 1994-07-29 |  | Petroleum | On road diesel | On road diesel | Local government | Steel | Steel | Coated & cathodic protection (sti-P3) |  | Fiberglass reinforced plastic |  |  | Other, FLXS ISOLA | Catchment Basin, Single walled catchment basin | Flow Rest 90% Full | Flow Rest 90% Full | Interstitial Monitoring within Secondary Containment | [10 empty] | UST Currently In Use: 2; UST Temp Close: 0; AST Currently In Use: 0; AST Temp Closed: 0 | 2 | 0 | 2 | 10358-001-009489 | AUTAUGA COUNTY COMMISSION
45190 | Permanently Closed | 1998-07-31 | 1901-01-01 | 1998-07-31 | Petroleum | Unleaded gasoline | Unleaded gasoline | Bulk facility | [6 empty] | 1901-01-01 | [6 empty] | Statistical Inventory Reconciliation (SIR) | [8 empty] | UST Currently In Use: 0; UST Temp Close: 0; AST Currently In Use: 0; AST Temp Closed: 0 | 0 | 0 | 4 | 17461-083-012628 | CHARLIE BAUCOM INC
45191 | Currently in Use |  | 1994-10-18 |  | Petroleum | Unleaded gasoline | Unleaded gasoline | Retail | Single Wall, Steel | Steel | Coated & cathodic protection (sti-P3) |  | Double Wall, Fiberglass reinforced plastic |  |  | Other, FLXS ISOLA | Catchment Basin, Single walled catchment basin | Flow Rest 90% Full | Flow Rest 90% Full |  |  | Continuous Automatic Tank Gauge | Single walled submersible pump containment sump | Automatic shutoff device (AELLD) | Automatic shutoff device (AELLD) |  |  | Other, UNLEADED | Other |  | UST Currently In Use: 2; UST Temp Close: 0; AST Currently In Use: 0; AST Temp Closed: 0 | 2 | 0 | 6 | 14852-103-002700 | TERRY AND YOUNG OIL COMPANY, INC.
45192 | Currently in Use |  | 1994-10-18 |  | Petroleum | Premium gasoline | Premium gasoline | Retail | Single Wall, Steel | Steel | Coated & cathodic protection (sti-P3) |  | Double Wall, Fiberglass reinforced plastic |  |  | Other, FLXS ISOLA | Catchment Basin, Single walled catchment basin | Flow Rest 90% Full | Flow Rest 90% Full |  |  | Continuous Automatic Tank Gauge | Single walled submersible pump containment sump | Automatic shutoff device (AELLD) | Automatic shutoff device (AELLD) |  |  | Other, PREMIUM | Other |  | UST Currently In Use: 2; UST Temp Close: 0; AST Currently In Use: 0; AST Temp Closed: 0 | 2 | 0 | 6 | 14852-103-002700 | TERRY AND YOUNG OIL COMPANY, INC.
45195 | Temporary Closed | 2015-02-01 | 1994-08-08 |  | Petroleum | Premium gasoline | Premium gasoline | Retail | Single Wall, Steel | Steel | Coated & cathodic protection (sti-P3) |  | Fiberglass reinforced plastic |  | 1901-01-01 |  | Catchment Basin, Single walled catchment basin | Flow Rest 90% Full | Flow Rest 90% Full |  |  | Continuous Automatic Tank Gauge |  | Automatic shutoff device (AELLD) | Automatic shutoff device (AELLD) | [5 empty] | UST Currently In Use: 0; UST Temp Close: 3; AST Currently In Use: 0; AST Temp Closed: 0 | 0 | 3 | 3 | 25493-103-004480 | MAMTA PATEL
45196 | Currently in Use |  | 1993-11-15 |  | Petroleum | Unleaded gasoline | Unleaded gasoline | Retail | Steel | Steel | Coated & cathodic protection (sti-P3) |  | Fiberglass reinforced plastic |  |  |  | Catchment Basin, Single walled catchment basin | Flow Rest 90% Full | Flow Rest 90% Full |  |  | Automatic Tank Gauge |  | Automatic flow restrictor (MLLD), Containment Sump | Containment Sump | Interstitial Monitoring within Secondary Containment | SENSOR TO ATG | Annual line testing, Continuous alarm system | Continuous alarm system |  | UST Currently In Use: 3; UST Temp Close: 0; AST Currently In Use: 0; AST Temp Closed: 0 | 3 | 0 | 0 | 25244-083-017350 | MEX NORTH ALABAMA, LLC.
45197 | Currently in Use |  | 1993-11-15 |  | Petroleum | Premium gasoline | Premium gasoline | Retail | Steel | Steel | Coated & cathodic protection (sti-P3) |  | Fiberglass reinforced plastic |  |  |  | Catchment Basin, Single walled catchment basin | Flow Rest 90% Full | Flow Rest 90% Full |  |  | Automatic Tank Gauge |  | Automatic flow restrictor (MLLD), Containment Sump | Containment Sump | Interstitial Monitoring within Secondary Containment | SENSOR TO ATG | Annual line testing, Continuous alarm system | Continuous alarm system |  | UST Currently In Use: 3; UST Temp Close: 0; AST Currently In Use: 0; AST Temp Closed: 0 | 3 | 0 | 0 | 25244-083-017350 | MEX NORTH ALABAMA, LLC.
45198 | Currently in Use |  | 1994-10-07 |  | Petroleum | Unleaded gasoline | Unleaded gasoline | Retail | Steel | Steel | Coated & cathodic protection (sti-P3) |  | Flexible |  |  |  | Catchment Basin, Single walled catchment basin | Flow Rest 90% Full | Flow Rest 90% Full |  |  | Continuous Automatic Tank Gauge |  | Automatic flow restrictor (MLLD), Containment Sump | Containment Sump |  |  | Annual line testing | Annual line testing |  | UST Currently In Use: 3; UST Temp Close: 0; AST Currently In Use: 0; AST Temp Closed: 0 | 3 | 0 | 0 | 22581-117-017351 | ISSA ENTERPRISES / AMIN ISSA
45199 | Currently in Use |  | 1994-10-07 |  | Petroleum | On road diesel | On road diesel | Retail | Steel | Steel | Coated & cathodic protection (sti-P3) |  | Flexible |  |  |  | Catchment Basin, Single walled catchment basin | Flow Rest 90% Full | Flow Rest 90% Full |  |  | Continuous Automatic Tank Gauge |  | Automatic flow restrictor (MLLD), Containment Sump | Containment Sump |  |  | Annual line testing | Annual line testing |  | UST Currently In Use: 3; UST Temp Close: 0; AST Currently In Use: 0; AST Temp Closed: 0 | 3 | 0 | 0 | 22581-117-017351 | ISSA ENTERPRISES / AMIN ISSA
45200 | Currently in Use |  | 1994-10-07 |  | Petroleum | Premium gasoline | Premium gasoline | Retail | Steel | Steel | Coated & cathodic protection (sti-P3) |  | Flexible |  |  |  | Catchment Basin, Single walled catchment basin | Flow Rest 90% Full | Flow Rest 90% Full |  |  | Continuous Automatic Tank Gauge |  | Automatic flow restrictor (MLLD), Containment Sump | Containment Sump |  |  | Annual line testing | Annual line testing |  | UST Currently In Use: 3; UST Temp Close: 0; AST Currently In Use: 0; AST Temp Closed: 0 | 3 | 0 | 0 | 22581-117-017351 | ISSA ENTERPRISES / AMIN ISSA
45201 | Currently in Use |  | 1994-06-15 |  | Petroleum | On road diesel | On road diesel | Retail | Single Wall, Steel | Steel | Coated & cathodic protection (sti-P3) |  | Double Wall, Fiberglass reinforced plastic |  |  |  | Catchment Basin, Single walled catchment basin | Automatic shutoff device At 95% full, Flow Rest 90% Full | Flow Rest 90% Full |  |  | Continuous Automatic Tank Gauge | Single walled submersible pump containment sump | Automatic flow restrictor (MLLD), Containment Sump | Containment Sump |  | SENSOR TO ATG | Annual line testing | Annual line testing |  | UST Currently In Use: 3; UST Temp Close: 0; AST Currently In Use: 0; AST Temp Closed: 0 | 3 | 0 | 0 | 11379-079-017352 | SIBLEY OIL COMPANY
45202 | Currently in Use |  | 1994-06-15 |  | Petroleum | Unleaded gasoline | Unleaded gasoline | Retail | Single Wall, Steel | Steel | Coated & cathodic protection (sti-P3) |  | Double Wall, Fiberglass reinforced plastic |  |  |  | Catchment Basin, Single walled catchment basin | Automatic shutoff device At 95% full, Flow Rest 90% Full | Flow Rest 90% Full |  |  | Continuous Automatic Tank Gauge | Single walled submersible pump containment sump | Automatic flow restrictor (MLLD), Containment Sump | Containment Sump |  | SENSOR TO ATG | Annual line testing | Annual line testing |  | UST Currently In Use: 3; UST Temp Close: 0; AST Currently In Use: 0; AST Temp Closed: 0 | 3 | 0 | 0 | 11379-079-017352 | SIBLEY OIL COMPANY
45204 | Currently in Use |  | 1994-06-15 |  | Petroleum | Premium gasoline | Premium gasoline | Retail | Single Wall, Steel | Steel | Coated & cathodic protection (sti-P3) |  | Double Wall, Fiberglass reinforced plastic |  |  |  | Catchment Basin, Single walled catchment basin | Automatic shutoff device At 95% full, Flow Rest 90% Full | Flow Rest 90% Full |  |  | Continuous Automatic Tank Gauge | Single walled submersible pump containment sump | Automatic flow restrictor (MLLD), Containment Sump | Containment Sump |  | SENSOR TO ATG | Annual line testing | Annual line testing |  | UST Currently In Use: 3; UST Temp Close: 0; AST Currently In Use: 0; AST Temp Closed: 0 | 3 | 0 | 0 | 11379-079-017352 | SIBLEY OIL COMPANY
45206 | Currently in Use |  | 1994-09-02 |  | Petroleum | Unleaded gasoline | Unleaded gasoline | Retail | Single Wall, Steel, MANIFOLDED | Steel | Coated & cathodic protection (sti-P3) |  | Double Wall, Flexible |  |  |  | Catchment Basin, Single walled catchment basin | Automatic shutoff device At 95% full | Automatic shutoff device At 95% full |  |  | Continuous Automatic Tank Gauge |  | Automatic shutoff device (AELLD), Sump sensor relayed to automatically shut off submersible pump, MASTER | Sump sensor relayed to automatically shut off submersible pump |  |  | Other, MASTER | Other |  | UST Currently In Use: 3; UST Temp Close: 0; AST Currently In Use: 1; AST Temp Closed: 0 | 3 | 0 | 0 | 23552-127-017353 | ASHOKKUMAR PATEL
45207 | Currently in Use |  | 1994-09-02 |  | Petroleum | Ethanol free gasoline | Ethanol free gasoline | Retail | Single Wall, Steel | Steel | Coated & cathodic protection (sti-P3) |  | Double Wall, Flexible |  |  |  | Catchment Basin, Single walled catchment basin | Automatic shutoff device At 95% full | Automatic shutoff device At 95% full |  |  | Continuous Automatic Tank Gauge |  | Automatic shutoff device (AELLD) | Automatic shutoff device (AELLD) | [5 empty] | UST Currently In Use: 3; UST Temp Close: 0; AST Currently In Use: 1; AST Temp Closed: 0 | 3 | 0 | 0 | 23552-127-017353 | ASHOKKUMAR PATEL
45208 | Currently in Use |  | 1990-01-20 |  | Petroleum | Unleaded gasoline | Unleaded gasoline | Retail | Single Wall, Steel | Steel | Coated & cathodic protection (sti-P3) |  | Fiberglass reinforced plastic, Single Wall |  |  |  | Catchment Basin, Single walled catchment basin | Flow Rest 90% Full | Flow Rest 90% Full |  |  | Continuous Automatic Tank Gauge | Direct Bury submersible pump | [7 empty] | UST Currently In Use: 3; UST Temp Close: 0; AST Currently In Use: 0; AST Temp Closed: 0 | 3 | 0 | 2 | 22047-103-014563 | CECILIA MICHELLE CAHILL
45209 | Currently in Use |  | 1990-01-20 |  | Petroleum | Unleaded gasoline | Unleaded gasoline | Retail | Single Wall, Steel | Steel | Coated & cathodic protection (sti-P3) |  | Fiberglass reinforced plastic, Single Wall |  |  |  | Catchment Basin, Single walled catchment basin | Automatic shutoff device At 95% full | Automatic shutoff device At 95% full |  |  | Continuous Automatic Tank Gauge | Direct Bury submersible pump | [7 empty] | UST Currently In Use: 3; UST Temp Close: 0; AST Currently In Use: 0; AST Temp Closed: 0 | 3 | 0 | 2 | 22047-103-014563 | CECILIA MICHELLE CAHILL
45210 | Currently in Use |  | 1990-01-20 |  | Petroleum | On road diesel | On road diesel | Retail | Single Wall, Steel | Steel | Coated & cathodic protection (sti-P3) |  | Fiberglass reinforced plastic, Single Wall |  |  |  | Catchment Basin, Single walled catchment basin | Automatic shutoff device At 95% full | Automatic shutoff device At 95% full |  |  | Continuous Automatic Tank Gauge | Direct Bury submersible pump | [7 empty] | UST Currently In Use: 3; UST Temp Close: 0; AST Currently In Use: 0; AST Temp Closed: 0 | 3 | 0 | 2 | 22047-103-014563 | CECILIA MICHELLE CAHILL
45211 | Permanently Closed | 1998-11-26 | 1968-01-01 | 1999-12-11 | Petroleum | On road diesel | On road diesel | Bulk facility, Emergency Power Generator | Steel | Steel |  | Painted or None | Steel |  | 1901-01-01 | [15 empty] | UST Currently In Use: 1; UST Temp Close: 0; AST Currently In Use: 1; AST Temp Closed: 0 | 1 | 0 | 1 | 23434-109-017354 | TROY HOSPITAL HEALTH CARE AUTHORITY
45214 | Currently in Use |  | 1988-01-01 |  | Petroleum | On road diesel | On road diesel | Bulk facility, Emergency Power Generator | Fiberglass reinforced plastic | Fiberglass reinforced plastic |  |  | Fiberglass reinforced plastic |  | 1901-01-01 |  | Catchment Basin, Single walled catchment basin | Flow Rest 90% Full | Flow Rest 90% Full | [11 empty] | UST Currently In Use: 1; UST Temp Close: 0; AST Currently In Use: 1; AST Temp Closed: 0 | 1 | 0 | 1 | 23434-109-017354 | TROY HOSPITAL HEALTH CARE AUTHORITY
45215 | Temporary Closed | 2009-01-01 | 1980-06-30 |  | Petroleum | Unleaded gasoline | Unleaded gasoline | Retail | Steel | Steel | Field installed cathodic protection |  | Steel |  | 1901-01-01 | Field installed cathodic protection | Catchment Basin, Single walled catchment basin | Automatic shutoff device At 95% full | Automatic shutoff device At 95% full |  |  | Statistical Inventory Reconciliation (SIR) | [8 empty] | UST Currently In Use: 0; UST Temp Close: 3; AST Currently In Use: 0; AST Temp Closed: 0 | 0 | 3 | 0 | 20638-097-017355 | THOMAS E MYERS JR & GLORIA MYERS
45216 | Temporary Closed | 2013-10-07 | 1980-06-30 |  | Petroleum | Unleaded gasoline | Unleaded gasoline | Retail | Steel | Steel | Field installed cathodic protection |  | Steel |  | 1901-01-01 | Field installed cathodic protection | Catchment Basin, Single walled catchment basin | Automatic shutoff device At 95% full | Automatic shutoff device At 95% full |  |  | Statistical Inventory Reconciliation (SIR) | [8 empty] | UST Currently In Use: 0; UST Temp Close: 3; AST Currently In Use: 0; AST Temp Closed: 0 | 0 | 3 | 0 | 20638-097-017355 | THOMAS E MYERS JR & GLORIA MYERS
45217 | Temporary Closed | 2013-10-07 | 1980-06-30 |  | Petroleum | Premium gasoline | Premium gasoline | Retail | Steel | Steel | Field installed cathodic protection |  | Steel |  | 1901-01-01 | Field installed cathodic protection | Catchment Basin, Single walled catchment basin | Automatic shutoff device At 95% full | Automatic shutoff device At 95% full |  |  | Statistical Inventory Reconciliation (SIR) | [8 empty] | UST Currently In Use: 0; UST Temp Close: 3; AST Currently In Use: 0; AST Temp Closed: 0 | 0 | 3 | 0 | 20638-097-017355 | THOMAS E MYERS JR & GLORIA MYERS
45218 | Currently in Use |  | 1994-11-01 |  | Petroleum | Unleaded gasoline | Unleaded gasoline | Retail | Fiberglass reinforced plastic | Fiberglass reinforced plastic |  |  | Fiberglass reinforced plastic |  | 1901-01-01 | None | Catchment Basin, Single walled catchment basin | Automatic shutoff device At 95% full | Automatic shutoff device At 95% full |  |  | Statistical Inventory Reconciliation (SIR) |  | Automatic flow restrictor (MLLD), Containment Sump | Containment Sump |  |  | Statistical inventory reconciliation (SIR) | Statistical inventory reconciliation (SIR) |  | UST Currently In Use: 3; UST Temp Close: 0; AST Currently In Use: 0; AST Temp Closed: 0 | 3 | 0 | 0 | 14410-003-017356 | MCDONALD OIL COMPANY
45219 | Currently in Use |  | 1994-11-01 |  | Petroleum | Premium gasoline | Premium gasoline | Retail | Fiberglass reinforced plastic | Fiberglass reinforced plastic |  |  | Fiberglass reinforced plastic |  | 1901-01-01 | None | Catchment Basin, Single walled catchment basin | Automatic shutoff device At 95% full | Automatic shutoff device At 95% full |  |  | Statistical Inventory Reconciliation (SIR) |  | Automatic flow restrictor (MLLD), Containment Sump | Containment Sump |  |  | Statistical inventory reconciliation (SIR) | Statistical inventory reconciliation (SIR) |  | UST Currently In Use: 3; UST Temp Close: 0; AST Currently In Use: 0; AST Temp Closed: 0 | 3 | 0 | 0 | 14410-003-017356 | MCDONALD OIL COMPANY
45220 | Currently in Use |  | 1994-11-01 |  | Petroleum | On road diesel | On road diesel | Retail | Fiberglass reinforced plastic | Fiberglass reinforced plastic |  |  | Fiberglass reinforced plastic |  | 1901-01-01 | None | Catchment Basin, Single walled catchment basin | Automatic shutoff device At 95% full | Automatic shutoff device At 95% full |  |  | Statistical Inventory Reconciliation (SIR) |  | Automatic flow restrictor (MLLD), Containment Sump | Containment Sump |  |  | Statistical inventory reconciliation (SIR) | Statistical inventory reconciliation (SIR) |  | UST Currently In Use: 3; UST Temp Close: 0; AST Currently In Use: 0; AST Temp Closed: 0 | 3 | 0 | 0 | 14410-003-017356 | MCDONALD OIL COMPANY
45221 | Temporary Closed | 2018-01-01 | 1989-01-01 |  | Petroleum | Unleaded gasoline | Unleaded gasoline | Bulk facility, Local Government | Steel | Steel | Coated & cathodic protection (sti-P3) |  | Fiberglass reinforced plastic |  |  |  | Catchment Basin, Single walled catchment basin | Automatic shutoff device At 95% full, Flow Rest 90% Full | Flow Rest 90% Full |  |  | Statistical Inventory Reconciliation (SIR) | [8 empty] | UST Currently In Use: 1; UST Temp Close: 1; AST Currently In Use: 1; AST Temp Closed: 0 | 1 | 1 | 1 | 11156-031-001426 | COFFEE COUNTY BOARD OF EDUCATION
45222 | Currently in Use |  | 1994-06-02 |  | Petroleum | On road diesel | On road diesel | Industrial | Fiberglass coated steel | Fiberglass coated steel |  |  | Flexible | ENVIRON | 1901-01-01 | None | Catchment Basin, Single walled catchment basin | Audible high level alarm At 90% full, Flow Rest 90% Full | Flow Rest 90% Full |  |  | Automatic Tank Gauge |  | Automatic flow restrictor (MLLD) | Automatic flow restrictor (MLLD) | Interstitial Monitoring within Secondary Containment |  | Annual line testing | Annual line testing |  | UST Currently In Use: 1; UST Temp Close: 0; AST Currently In Use: 0; AST Temp Closed: 0 | 1 | 0 | 2 | 12532-101-017357 | INTERSTATE NATIONAL LEASE INC
45225 | Permanently Closed | 2002-06-30 | 1994-06-02 | 2002-06-30 | Petroleum | Virgin oil | Virgin oil | Industrial | Fiberglass coated steel | Fiberglass coated steel |  |  | Fiberglass reinforced plastic |  | 1901-01-01 | None | Catchment Basin, Single walled catchment basin | Flow Rest 90% Full | Flow Rest 90% Full | [8 empty] | Annual line testing | Annual line testing |  | UST Currently In Use: 1; UST Temp Close: 0; AST Currently In Use: 0; AST Temp Closed: 0 | 1 | 0 | 2 | 12532-101-017357 | INTERSTATE NATIONAL LEASE INC
45228 | Permanently Closed | 2002-06-30 | 1994-06-02 | 2002-06-30 | Petroleum | Used oil | Used oil | Industrial | Fiberglass coated steel | Fiberglass coated steel |  |  | Fiberglass reinforced plastic |  | 1901-01-01 | None | Catchment Basin, EXEMPT | Audible high level alarm At 90% full, EXEMPT | Audible high level alarm At 90% full | [8 empty] | Annual line testing | Annual line testing |  | UST Currently In Use: 1; UST Temp Close: 0; AST Currently In Use: 0; AST Temp Closed: 0 | 1 | 0 | 2 | 12532-101-017357 | INTERSTATE NATIONAL LEASE INC
45229 | Permanently Closed | 1998-11-01 | 1986-11-13 | 2000-04-27 | Petroleum | Unleaded gasoline | Unleaded gasoline | Bulk facility | Fiberglass reinforced plastic | Fiberglass reinforced plastic |  |  | Steel |  | 1901-01-01 | [12 empty] | Annual line testing | Annual line testing |  | UST Currently In Use: 0; UST Temp Close: 0; AST Currently In Use: 1; AST Temp Closed: 0 | 0 | 0 | 1 | 17198-073-016224 | CITY OF GARDENDALE
45230 | Permanently Closed | 2010-04-01 | 1994-11-22 | 2011-03-02 | Petroleum | On road diesel | On road diesel | Retail | Single Wall, Steel | Steel | Coated & cathodic protection (sti-P3) |  | Fiberglass reinforced plastic, Single Wall |  |  |  | Catchment Basin, Single walled catchment basin | Flow Rest 90% Full | Flow Rest 90% Full |  |  | Statistical Inventory Reconciliation (SIR) | [8 empty] | UST Currently In Use: 0; UST Temp Close: 0; AST Currently In Use: 1; AST Temp Closed: 0 | 0 | 0 | 4 | 17853-071-006181 | BASS KWIK STOP
45231 | Permanently Closed | 2010-04-01 | 1994-11-22 | 2011-03-02 | Petroleum | Unleaded gasoline | Unleaded gasoline | Retail | Single Wall, Steel | Steel | Coated & cathodic protection (sti-P3) |  | Fiberglass reinforced plastic, Single Wall |  |  |  | Catchment Basin, Single walled catchment basin | Flow Rest 90% Full | Flow Rest 90% Full |  |  | Statistical Inventory Reconciliation (SIR) | [8 empty] | UST Currently In Use: 0; UST Temp Close: 0; AST Currently In Use: 1; AST Temp Closed: 0 | 0 | 0 | 4 | 17853-071-006181 | BASS KWIK STOP
45233 | Currently in Use |  | 1993-08-25 |  | Petroleum | Used oil | Used oil | Industrial, Local Government | Double Wall, Steel | Steel | Coated & cathodic protection (sti-P3) |  | Fiberglass reinforced plastic, FILL PIPIN |  |  |  | Catchment Basin, EXEMPT | Audible high level alarm At 90% full, EXEMPT | Audible high level alarm At 90% full | Interstitial Monitoring within Secondary Containment |  | Automatic Tank Gauge | [8 empty] | UST Currently In Use: 1; UST Temp Close: 3; AST Currently In Use: 1; AST Temp Closed: 0 | 1 | 3 | 3 | 15746-123-011668 | CITY OF ALEXANDER CITY
45234 | Currently in Use |  | 1994-08-02 |  | Petroleum | Unleaded gasoline | Unleaded gasoline | Retail | Fiberglass reinforced plastic | Fiberglass reinforced plastic |  |  | Double Wall, Flexible | APT | 1901-01-01 | None | Catchment Basin, Single walled catchment basin | Automatic shutoff device At 95% full | Automatic shutoff device At 95% full |  |  | Automatic Tank Gauge | Single walled submersible pump containment sump | Automatic flow restrictor (MLLD), Containment Sump | Containment Sump | Interstitial Monitoring within Secondary Containment | SENSOR TO ATG | Annual line testing, Continuous alarm system | Continuous alarm system |  | UST Currently In Use: 4; UST Temp Close: 0; AST Currently In Use: 0; AST Temp Closed: 0 | 4 | 0 | 0 | 23079-089-017360 | PAKHE, INC.
45235 | Currently in Use |  | 1994-08-02 |  | Petroleum | Premium gasoline | Premium gasoline | Retail | Fiberglass reinforced plastic | Fiberglass reinforced plastic |  |  | Double Wall, Flexible | APT | 1901-01-01 | None | Catchment Basin, Single walled catchment basin | Automatic shutoff device At 95% full | Automatic shutoff device At 95% full |  |  | Automatic Tank Gauge | Single walled submersible pump containment sump | Automatic flow restrictor (MLLD), Containment Sump | Containment Sump | Interstitial Monitoring within Secondary Containment | SENSOR TO ATG | Annual line testing, Continuous alarm system | Continuous alarm system |  | UST Currently In Use: 4; UST Temp Close: 0; AST Currently In Use: 0; AST Temp Closed: 0 | 4 | 0 | 0 | 23079-089-017360 | PAKHE, INC.
45236 | Currently in Use |  | 1994-08-02 |  | Petroleum | Premium gasoline | Premium gasoline | Retail | Fiberglass reinforced plastic | Fiberglass reinforced plastic |  |  | Flexible, Single Wall | APT | 1901-01-01 | None | Catchment Basin, Single walled catchment basin | Automatic shutoff device At 95% full | Automatic shutoff device At 95% full |  |  | Automatic Tank Gauge | Single walled submersible pump containment sump | Automatic flow restrictor (MLLD), Containment Sump | Containment Sump | Interstitial Monitoring within Secondary Containment | SENSOR TO ATG | Annual line testing, Continuous alarm system | Continuous alarm system |  | UST Currently In Use: 4; UST Temp Close: 0; AST Currently In Use: 0; AST Temp Closed: 0 | 4 | 0 | 0 | 23079-089-017360 | PAKHE, INC.
45237 | Currently in Use |  | 1994-08-02 |  | Petroleum | On road diesel | On road diesel | Retail | Fiberglass reinforced plastic | Fiberglass reinforced plastic |  |  | Flexible, Single Wall | APT | 1901-01-01 | None | Catchment Basin, Single walled catchment basin | Automatic shutoff device At 95% full | Automatic shutoff device At 95% full |  |  | Automatic Tank Gauge | Single walled submersible pump containment sump | Automatic flow restrictor (MLLD), Containment Sump | Containment Sump | Interstitial Monitoring within Secondary Containment | SENSOR TO ATG | Annual line testing, Continuous alarm system | Continuous alarm system |  | UST Currently In Use: 4; UST Temp Close: 0; AST Currently In Use: 0; AST Temp Closed: 0 | 4 | 0 | 0 | 23079-089-017360 | PAKHE, INC.
45238 | Permanently Closed | 1997-12-31 | 1969-01-01 | 1998-02-12 | Petroleum | Unleaded gasoline | Unleaded gasoline | Industrial | Steel | Steel |  | Painted or None | Steel |  | 1901-01-01 | [12 empty] | Annual line testing | Annual line testing |  | UST Currently In Use: 0; UST Temp Close: 0; AST Currently In Use: 0; AST Temp Closed: 0 | 0 | 0 | 1 | 19771-073-017361 | MATTHEWS ELECTRIC SUPPLY CO INC
45239 | Currently in Use |  | 1993-07-01 |  | Petroleum | Unleaded gasoline | Unleaded gasoline | Retail | Single Wall, Steel | Steel | Coated & cathodic protection (sti-P3) |  | Double Wall, Fiberglass reinforced plastic, OLD TYPE |  |  |  | Catchment Basin, Single walled catchment basin | Flow Rest 90% Full | Flow Rest 90% Full |  |  | Continuous Automatic Tank Gauge |  | Automatic flow restrictor (MLLD) | Automatic flow restrictor (MLLD) |  |  | Annual line testing | Annual line testing |  | UST Currently In Use: 3; UST Temp Close: 0; AST Currently In Use: 0; AST Temp Closed: 0 | 3 | 0 | 0 | 25556-073-017362 | N SALEH LLC
45240 | Currently in Use |  | 1993-07-01 |  | Petroleum | Mid-grade gasoline | Mid-grade gasoline | Retail | Single Wall, Steel | Steel | Coated & cathodic protection (sti-P3) |  | Double Wall, Fiberglass reinforced plastic, OLD TYPE |  |  |  | Catchment Basin, Single walled catchment basin | Flow Rest 90% Full | Flow Rest 90% Full |  |  | Continuous Automatic Tank Gauge |  | Automatic flow restrictor (MLLD) | Automatic flow restrictor (MLLD) |  |  | Annual line testing | Annual line testing |  | UST Currently In Use: 3; UST Temp Close: 0; AST Currently In Use: 0; AST Temp Closed: 0 | 3 | 0 | 0 | 25556-073-017362 | N SALEH LLC
45241 | Currently in Use |  | 1993-07-01 |  | Petroleum | Premium gasoline | Premium gasoline | Retail | Single Wall, Steel | Steel | Coated & cathodic protection (sti-P3) |  | Double Wall, Fiberglass reinforced plastic, OLD TYPE |  |  |  | Catchment Basin, Single walled catchment basin | Flow Rest 90% Full | Flow Rest 90% Full |  |  | Continuous Automatic Tank Gauge |  | Automatic flow restrictor (MLLD) | Automatic flow restrictor (MLLD) |  |  | Annual line testing | Annual line testing |  | UST Currently In Use: 3; UST Temp Close: 0; AST Currently In Use: 0; AST Temp Closed: 0 | 3 | 0 | 0 | 25556-073-017362 | N SALEH LLC
45242 | Currently in Use |  | 1994-08-15 |  | Petroleum | Unleaded gasoline | Unleaded gasoline | Retail | Steel | Steel | Coated & cathodic protection (sti-P3), Interior lined (not allowed as a standalone method of corrosion protection) |  | Flexible, ENVIROFLEX |  |  |  | Catchment Basin, Single walled catchment basin | Flow Rest 90% Full | Flow Rest 90% Full |  |  | Continuous Automatic Tank Gauge |  | Automatic flow restrictor (MLLD), Containment Sump | Containment Sump |  |  | Annual line testing | Annual line testing |  | UST Currently In Use: 2; UST Temp Close: 0; AST Currently In Use: 0; AST Temp Closed: 0 | 2 | 0 | 0 | 14681-047-017369 | STERLING OIL COMPANY, INC.
45243 | Currently in Use |  | 1994-08-15 |  | Petroleum | Mid-grade gasoline | Mid-grade gasoline | Retail | Steel | Steel | Coated & cathodic protection (sti-P3) |  | Flexible, ENVIROFLEX |  |  |  | Catchment Basin, Single walled catchment basin | Flow Rest 90% Full | Flow Rest 90% Full |  |  | Continuous Automatic Tank Gauge |  | Automatic flow restrictor (MLLD), Containment Sump | Containment Sump |  |  | Annual line testing | Annual line testing |  | UST Currently In Use: 2; UST Temp Close: 0; AST Currently In Use: 0; AST Temp Closed: 0 | 2 | 0 | 0 | 14681-047-017369 | STERLING OIL COMPANY, INC.
45244 | Currently in Use |  | 1994-11-03 |  | Petroleum | Unleaded gasoline | Unleaded gasoline | Retail | Steel | Steel | Coated & cathodic protection (sti-P3) |  | Fiberglass reinforced plastic |  |  | Other, FLXS ISOLA | Catchment Basin, Single walled catchment basin | Audible high level alarm At 90% full, Flow Rest 90% Full | Flow Rest 90% Full | Interstitial Monitoring within Secondary Containment |  | Continuous Automatic Tank Gauge |  | Automatic flow restrictor (MLLD), Containment Sump | Containment Sump | Interstitial Monitoring within Secondary Containment |  |  |  |  | UST Currently In Use: 3; UST Temp Close: 0; AST Currently In Use: 0; AST Temp Closed: 0 | 3 | 0 | 0 | 21777-081-017370 | FRED COPELAND, JR.
45245 | Currently in Use |  | 1994-11-03 |  | Petroleum | Mid-grade gasoline | Mid-grade gasoline | Retail | Steel | Steel | Coated & cathodic protection (sti-P3) |  | Fiberglass reinforced plastic |  |  | Other, FLXS ISOLA | Catchment Basin, Single walled catchment basin | Audible high level alarm At 90% full, Flow Rest 90% Full | Flow Rest 90% Full | Interstitial Monitoring within Secondary Containment |  | Continuous Automatic Tank Gauge |  | Automatic flow restrictor (MLLD), Containment Sump | Containment Sump | Interstitial Monitoring within Secondary Containment |  |  |  |  | UST Currently In Use: 3; UST Temp Close: 0; AST Currently In Use: 0; AST Temp Closed: 0 | 3 | 0 | 0 | 21777-081-017370 | FRED COPELAND, JR.
45246 | Currently in Use |  | 1994-11-03 |  | Petroleum | Premium gasoline | Premium gasoline | Retail | Steel | Steel | Coated & cathodic protection (sti-P3) |  | Fiberglass reinforced plastic |  |  | Other, FLXS ISOLA | Catchment Basin, Single walled catchment basin | Audible high level alarm At 90% full, Flow Rest 90% Full | Flow Rest 90% Full |  |  | Continuous Automatic Tank Gauge |  | Automatic flow restrictor (MLLD), Containment Sump | Containment Sump | Interstitial Monitoring within Secondary Containment |  |  |  |  | UST Currently In Use: 3; UST Temp Close: 0; AST Currently In Use: 0; AST Temp Closed: 0 | 3 | 0 | 0 | 21777-081-017370 | FRED COPELAND, JR.
45247 | Currently in Use |  | 1994-09-12 |  | Petroleum | Unleaded gasoline | Unleaded gasoline | Retail | Single Wall, Steel | Steel | Coated & cathodic protection (sti-P3), Interior lined (not allowed as a standalone method of corrosion protection) |  | Double Wall, Fiberglass reinforced plastic |  |  | Other, FLXS ISOLA | Catchment Basin, Single walled catchment basin | Automatic shutoff device At 95% full | Automatic shutoff device At 95% full |  |  | Continuous Automatic Tank Gauge | Single walled submersible pump containment sump | Automatic shutoff device (AELLD) | Automatic shutoff device (AELLD) | [5 empty] | UST Currently In Use: 3; UST Temp Close: 0; AST Currently In Use: 0; AST Temp Closed: 0 | 3 | 0 | 0 | 19779-127-017371 | MITCHELL OR CAROLYN PATTON
45248 | Currently in Use |  | 1994-09-12 |  | Petroleum | On road diesel | On road diesel | Retail | Single Wall, Steel | Steel | Coated & cathodic protection (sti-P3), Interior lined (not allowed as a standalone method of corrosion protection) |  | Double Wall, Fiberglass reinforced plastic |  |  | Other, FLXS ISOLA | Catchment Basin, Single walled catchment basin | Automatic shutoff device At 95% full | Automatic shutoff device At 95% full |  |  | Continuous Automatic Tank Gauge | Single walled submersible pump containment sump | Automatic shutoff device (AELLD) | Automatic shutoff device (AELLD) | [5 empty] | UST Currently In Use: 3; UST Temp Close: 0; AST Currently In Use: 0; AST Temp Closed: 0 | 3 | 0 | 0 | 19779-127-017371 | MITCHELL OR CAROLYN PATTON
45249 | Currently in Use |  | 1994-09-12 |  | Petroleum | Off road diesel | Off road diesel | Retail | Single Wall, Steel | Steel | Coated & cathodic protection (sti-P3), Interior lined (not allowed as a standalone method of corrosion protection) |  | Double Wall, Fiberglass reinforced plastic |  |  | Other, FLXS ISOLA | Catchment Basin, Single walled catchment basin | Automatic shutoff device At 95% full | Automatic shutoff device At 95% full |  |  | Continuous Automatic Tank Gauge | Single walled submersible pump containment sump | Automatic shutoff device (AELLD) | Automatic shutoff device (AELLD) | [5 empty] | UST Currently In Use: 3; UST Temp Close: 0; AST Currently In Use: 0; AST Temp Closed: 0 | 3 | 0 | 0 | 19779-127-017371 | MITCHELL OR CAROLYN PATTON
45250 | Permanently Closed | 2018-12-07 | 1994-06-15 | 2020-04-09 | Petroleum | Unleaded gasoline | Unleaded gasoline | Retail | Steel | Steel | Coated & cathodic protection (sti-P3) |  | Flexible |  |  |  | Catchment Basin, Single walled catchment basin | Flow Rest 90% Full | Flow Rest 90% Full |  |  | Statistical Inventory Reconciliation (SIR) |  | Automatic flow restrictor (MLLD), Containment Sump | Containment Sump |  |  | Statistical inventory reconciliation (SIR) | Statistical inventory reconciliation (SIR) |  | UST Currently In Use: 0; UST Temp Close: 0; AST Currently In Use: 0; AST Temp Closed: 0 | 0 | 0 | 6 | 24757-097-008191 | HIMALAYAN CONVENIENCE STORES
45251 | Permanently Closed | 2020-04-09 | 1994-06-15 | 2020-04-09 | Petroleum | Mid-grade gasoline | Mid-grade gasoline | Retail | Steel | Steel | Coated & cathodic protection (sti-P3) |  | Flexible |  |  |  | Catchment Basin, Single walled catchment basin | Flow Rest 90% Full | Flow Rest 90% Full |  |  | Statistical Inventory Reconciliation (SIR) |  | Automatic flow restrictor (MLLD), Containment Sump | Containment Sump |  |  | Statistical inventory reconciliation (SIR) | Statistical inventory reconciliation (SIR) |  | UST Currently In Use: 0; UST Temp Close: 0; AST Currently In Use: 0; AST Temp Closed: 0 | 0 | 0 | 6 | 24757-097-008191 | HIMALAYAN CONVENIENCE STORES
45252 | Permanently Closed | 2020-04-09 | 1994-06-15 | 2020-04-09 | Petroleum | Unleaded gasoline | Unleaded gasoline | Retail | Steel | Steel | Coated & cathodic protection (sti-P3) |  | Flexible |  |  |  | Catchment Basin, Single walled catchment basin | Flow Rest 90% Full | Flow Rest 90% Full |  |  | Statistical Inventory Reconciliation (SIR) |  | Automatic flow restrictor (MLLD), Containment Sump | Containment Sump |  |  | Statistical inventory reconciliation (SIR) | Statistical inventory reconciliation (SIR) |  | UST Currently In Use: 0; UST Temp Close: 0; AST Currently In Use: 0; AST Temp Closed: 0 | 0 | 0 | 6 | 24757-097-008191 | HIMALAYAN CONVENIENCE STORES
45253 | Currently in Use |  | 1994-05-01 |  | Petroleum | Unleaded gasoline | Unleaded gasoline | Retail | Double Wall, Fiberglass reinforced plastic, DBLWALL | Fiberglass reinforced plastic |  |  | Double Wall, Fiberglass reinforced plastic, DBLWALL |  | 1901-01-01 |  | Catchment Basin, Single walled catchment basin | Flow Rest 90% Full | Flow Rest 90% Full |  |  | Continuous Automatic Tank Gauge | Single walled submersible pump containment sump | Automatic flow restrictor (MLLD), Containment Sump | Containment Sump |  |  | Annual line testing | Annual line testing |  | UST Currently In Use: 2; UST Temp Close: 0; AST Currently In Use: 0; AST Temp Closed: 0 | 2 | 0 | 3 | 21233-077-000458 | MAPCO EXPRESS, LLC
45254 | Currently in Use |  | 1994-05-01 |  | Petroleum | Premium gasoline | Premium gasoline | Retail | Double Wall, Fiberglass reinforced plastic, DBLWALL | Fiberglass reinforced plastic |  |  | Double Wall, Fiberglass reinforced plastic, DBLWALL |  | 1901-01-01 |  | Catchment Basin, Single walled catchment basin | Flow Rest 90% Full | Flow Rest 90% Full |  |  | Continuous Automatic Tank Gauge | Single walled submersible pump containment sump | Automatic flow restrictor (MLLD), Containment Sump | Containment Sump |  |  | Annual line testing | Annual line testing |  | UST Currently In Use: 2; UST Temp Close: 0; AST Currently In Use: 0; AST Temp Closed: 0 | 2 | 0 | 3 | 21233-077-000458 | MAPCO EXPRESS, LLC
45255 | Permanently Closed | 1998-04-01 | 1994-08-15 | 1998-05-01 | Petroleum | Unleaded gasoline | Unleaded gasoline | Retail | Steel | Steel | Coated & cathodic protection (sti-P3) |  | Fiberglass reinforced plastic |  | 1901-01-01 | None | Catchment Basin, Single walled catchment basin | Automatic shutoff device At 95% full | Automatic shutoff device At 95% full | [11 empty] | UST Currently In Use: 0; UST Temp Close: 0; AST Currently In Use: 0; AST Temp Closed: 0 | 0 | 0 | 4 | 15532-127-013472 | JASPER OIL INC
45257 | Permanently Closed | 1995-12-01 | 1994-07-15 | 2017-01-28 | Petroleum | Unleaded gasoline | Unleaded gasoline | Local Government, Retail | Steel | Steel | Coated & cathodic protection (sti-P3) |  | Fiberglass reinforced plastic |  |  | Other, FLXS ISOLA | Catchment Basin, Single walled catchment basin | Flow Rest 90% Full | Flow Rest 90% Full |  |  | Automatic Tank Gauge | [5 empty] | Annual line testing | Annual line testing |  | UST Currently In Use: 0; UST Temp Close: 0; AST Currently In Use: 0; AST Temp Closed: 0 | 0 | 0 | 5 | 24810-087-014575 | TOWN OF SHORTER
45264 | Permanently Closed | 1995-12-01 | 1994-07-15 | 2017-01-28 | Petroleum | On road diesel | On road diesel | Local Government, Retail | Steel | Steel | Coated & cathodic protection (sti-P3) |  | Fiberglass reinforced plastic |  |  | Other, FLXS ISOLA | Catchment Basin, Single walled catchment basin | Flow Rest 90% Full | Flow Rest 90% Full |  |  | Automatic Tank Gauge | [5 empty] | Annual line testing | Annual line testing |  | UST Currently In Use: 0; UST Temp Close: 0; AST Currently In Use: 0; AST Temp Closed: 0 | 0 | 0 | 5 | 24810-087-014575 | TOWN OF SHORTER
45265 | Currently in Use |  | 1994-11-01 |  | Petroleum | Unleaded gasoline | Unleaded gasoline | Retail | Single Wall, Steel | Steel | Coated & cathodic protection (sti-P3) |  | Double Wall, Steel |  |  | Isolated or Above Ground | Catchment Basin, Single walled catchment basin | Automatic shutoff device At 95% full | Automatic shutoff device At 95% full |  |  | Continuous Automatic Tank Gauge |  | Automatic shutoff device (AELLD), Containment Sump | Containment Sump | [5 empty] | UST Currently In Use: 2; UST Temp Close: 0; AST Currently In Use: 0; AST Temp Closed: 0 | 2 | 0 | 0 | 15420-115-017372 | MAPCO EXPRESS, LLC
45266 | Currently in Use |  | 1994-11-01 |  | Petroleum | Premium gasoline | Premium gasoline | Retail | Single Wall, Steel | Steel | Coated & cathodic protection (sti-P3) |  | Double Wall, Steel |  |  | Isolated or Above Ground | Catchment Basin, Single walled catchment basin | Automatic shutoff device At 95% full | Automatic shutoff device At 95% full |  |  | Continuous Automatic Tank Gauge |  | Automatic shutoff device (AELLD), Containment Sump | Containment Sump | [5 empty] | UST Currently In Use: 2; UST Temp Close: 0; AST Currently In Use: 0; AST Temp Closed: 0 | 2 | 0 | 0 | 15420-115-017372 | MAPCO EXPRESS, LLC
45267 | Permanently Closed | 1998-02-19 | 1994-06-20 | 1998-02-19 | Petroleum | Unleaded gasoline | Unleaded gasoline | Retail | Fiberglass coated steel | Fiberglass coated steel |  |  | Fiberglass reinforced plastic |  | 1901-01-01 | None | Catchment Basin, Single walled catchment basin | Automatic shutoff device At 95% full | Automatic shutoff device At 95% full | [11 empty] | UST Currently In Use: 0; UST Temp Close: 0; AST Currently In Use: 0; AST Temp Closed: 0 | 0 | 0 | 3 | 14434-025-008887 | SLAYTON OIL CO
45268 | Currently in Use |  | 1994-12-01 |  | Petroleum | Unleaded gasoline | Unleaded gasoline | Retail | Double Wall, Steel | Steel | Coated & cathodic protection (sti-P3) |  | Flexible |  | 1901-01-01 | None | Catchment Basin, Single walled catchment basin | Automatic shutoff device At 95% full | Automatic shutoff device At 95% full | Interstitial Monitoring within Secondary Containment |  | Continuous Automatic Tank Gauge |  | Automatic flow restrictor (MLLD), Containment Sump | Containment Sump |  |  | Annual line testing | Annual line testing |  | UST Currently In Use: 4; UST Temp Close: 0; AST Currently In Use: 0; AST Temp Closed: 0 | 4 | 0 | 4 | 11453-025-008195 | DIAMOND GASOLINE STATIONS, INC.
45269 | Currently in Use |  | 1994-12-01 |  | Petroleum | Unleaded gasoline | Unleaded gasoline | Retail | Double Wall, Steel | Steel | Coated & cathodic protection (sti-P3) |  | Flexible |  | 1901-01-01 | None | Catchment Basin, Single walled catchment basin | Automatic shutoff device At 95% full | Automatic shutoff device At 95% full | Interstitial Monitoring within Secondary Containment |  | Continuous Automatic Tank Gauge |  | Automatic flow restrictor (MLLD), Containment Sump | Containment Sump |  |  | Annual line testing | Annual line testing |  | UST Currently In Use: 4; UST Temp Close: 0; AST Currently In Use: 0; AST Temp Closed: 0 | 4 | 0 | 4 | 11453-025-008195 | DIAMOND GASOLINE STATIONS, INC.
45270 | Currently in Use |  | 1994-12-01 |  | Petroleum | Premium gasoline | Premium gasoline | Retail | Double Wall, Steel | Steel | Coated & cathodic protection (sti-P3) |  | Flexible |  | 1901-01-01 | None | Catchment Basin, Single walled catchment basin | Automatic shutoff device At 95% full | Automatic shutoff device At 95% full | Interstitial Monitoring within Secondary Containment |  | Continuous Automatic Tank Gauge |  | Automatic flow restrictor (MLLD), Containment Sump | Containment Sump |  |  | Annual line testing | Annual line testing |  | UST Currently In Use: 4; UST Temp Close: 0; AST Currently In Use: 0; AST Temp Closed: 0 | 4 | 0 | 4 | 11453-025-008195 | DIAMOND GASOLINE STATIONS, INC.
45271 | Currently in Use |  | 1994-12-01 |  | Petroleum | On road diesel | On road diesel | Retail | Double Wall, Steel | Steel | Coated & cathodic protection (sti-P3) |  | Flexible |  | 1901-01-01 | None | Catchment Basin, Single walled catchment basin | Automatic shutoff device At 95% full | Automatic shutoff device At 95% full | Interstitial Monitoring within Secondary Containment |  | Continuous Automatic Tank Gauge |  | Automatic flow restrictor (MLLD), Containment Sump | Containment Sump |  |  | Annual line testing | Annual line testing |  | UST Currently In Use: 4; UST Temp Close: 0; AST Currently In Use: 0; AST Temp Closed: 0 | 4 | 0 | 4 | 11453-025-008195 | DIAMOND GASOLINE STATIONS, INC.
45272 | Currently in Use |  | 1994-12-29 |  | Petroleum | Unleaded gasoline | Unleaded gasoline | Retail | Steel | Steel | Coated & cathodic protection (sti-P3) |  | Fiberglass reinforced plastic |  |  |  | Catchment Basin, Single walled catchment basin | Automatic shutoff device At 95% full | Automatic shutoff device At 95% full |  |  | Continuous Automatic Tank Gauge |  | Automatic flow restrictor (MLLD) | Automatic flow restrictor (MLLD) |  |  | Annual line testing | Annual line testing |  | UST Currently In Use: 4; UST Temp Close: 0; AST Currently In Use: 0; AST Temp Closed: 0 | 4 | 0 | 0 | 19783-097-017373 | OPIE SULLIVAN
45273 | Currently in Use |  | 1994-12-29 |  | Petroleum | Premium gasoline | Premium gasoline | Retail | Steel | Steel | Coated & cathodic protection (sti-P3) |  | Fiberglass reinforced plastic |  |  |  | Catchment Basin, Single walled catchment basin | Automatic shutoff device At 95% full | Automatic shutoff device At 95% full |  |  | Continuous Automatic Tank Gauge |  | Automatic flow restrictor (MLLD) | Automatic flow restrictor (MLLD) |  |  | Annual line testing | Annual line testing |  | UST Currently In Use: 4; UST Temp Close: 0; AST Currently In Use: 0; AST Temp Closed: 0 | 4 | 0 | 0 | 19783-097-017373 | OPIE SULLIVAN
45274 | Currently in Use |  | 1994-12-29 |  | Petroleum | On road diesel | On road diesel | Retail | Steel | Steel | Coated & cathodic protection (sti-P3) |  | Fiberglass reinforced plastic |  |  |  | Catchment Basin, Single walled catchment basin | Automatic shutoff device At 95% full | Automatic shutoff device At 95% full |  |  | Continuous Automatic Tank Gauge |  | Automatic flow restrictor (MLLD) | Automatic flow restrictor (MLLD) |  |  | Annual line testing | Annual line testing |  | UST Currently In Use: 4; UST Temp Close: 0; AST Currently In Use: 0; AST Temp Closed: 0 | 4 | 0 | 0 | 19783-097-017373 | OPIE SULLIVAN
45275 | Currently in Use |  | 1994-12-29 |  | Petroleum | On road diesel | On road diesel | Retail | Steel | Steel | Coated & cathodic protection (sti-P3) |  | Fiberglass reinforced plastic |  |  |  | Catchment Basin, Single walled catchment basin | Automatic shutoff device At 95% full | Automatic shutoff device At 95% full |  |  | Continuous Automatic Tank Gauge |  | Automatic flow restrictor (MLLD) | Automatic flow restrictor (MLLD) |  |  | Annual line testing | Annual line testing |  | UST Currently In Use: 4; UST Temp Close: 0; AST Currently In Use: 0; AST Temp Closed: 0 | 4 | 0 | 0 | 19783-097-017373 | OPIE SULLIVAN
45276 | Currently in Use |  | 1994-11-14 |  | Petroleum | Unleaded gasoline | Unleaded gasoline | Retail | Steel | Steel | Coated & cathodic protection (sti-P3) |  | Fiberglass reinforced plastic |  |  | Other, FLXS ISOLA | Catchment Basin, Single walled catchment basin | Flow Rest 90% Full | Flow Rest 90% Full | Interstitial Monitoring within Secondary Containment |  | Continuous Automatic Tank Gauge |  | Automatic shutoff device (AELLD), Containment Sump | Containment Sump | [5 empty] | UST Currently In Use: 1; UST Temp Close: 0; AST Currently In Use: 0; AST Temp Closed: 0 | 1 | 0 | 2 | 11372-123-010138 | HILL TOP GROCERY
45277 | Currently in Use |  | 1994-12-21 |  | Petroleum | On road diesel | On road diesel | Retail | Single Wall, Steel | Steel | Coated & cathodic protection (sti-P3) |  | Double Wall, Fiberglass reinforced plastic |  |  |  | Catchment Basin, Single walled catchment basin | Flow Rest 90% Full | Flow Rest 90% Full |  |  | Statistical Inventory Reconciliation (SIR) | Single walled submersible pump containment sump | Automatic flow restrictor (MLLD) | Automatic flow restrictor (MLLD) |  |  | Statistical inventory reconciliation (SIR) | Statistical inventory reconciliation (SIR) |  | UST Currently In Use: 4; UST Temp Close: 0; AST Currently In Use: 0; AST Temp Closed: 0 | 4 | 0 | 0 | 13284-093-013763 | H.L. MARTIN DISTRIBUTING CO.
45278 | Currently in Use |  | 1994-12-15 |  | Petroleum | Unleaded gasoline | Unleaded gasoline | Retail | Single Wall, Steel, 8U,4P | Steel | Coated & cathodic protection (sti-P3) |  | Double Wall, Fiberglass reinforced plastic |  | 1901-01-01 |  | Catchment Basin, Single walled catchment basin | Flow Rest 90% Full | Flow Rest 90% Full |  |  | Statistical Inventory Reconciliation (SIR) |  | Automatic shutoff device (AELLD) | Automatic shutoff device (AELLD) |  |  | Statistical inventory reconciliation (SIR) | Statistical inventory reconciliation (SIR) |  | UST Currently In Use: 3; UST Temp Close: 0; AST Currently In Use: 0; AST Temp Closed: 0 | 3 | 0 | 0 | 25449-095-017374 | LIBERTY OIL CO
45279 | Currently in Use |  | 1994-12-15 |  | Petroleum | On road diesel | On road diesel | Retail | Single Wall, Steel | Steel | Coated & cathodic protection (sti-P3) |  | Double Wall, Fiberglass reinforced plastic |  | 1901-01-01 |  | Catchment Basin, Single walled catchment basin | Flow Rest 90% Full | Flow Rest 90% Full |  |  | Statistical Inventory Reconciliation (SIR) |  | Automatic shutoff device (AELLD) | Automatic shutoff device (AELLD) |  |  | Statistical inventory reconciliation (SIR) | Statistical inventory reconciliation (SIR) |  | UST Currently In Use: 3; UST Temp Close: 0; AST Currently In Use: 0; AST Temp Closed: 0 | 3 | 0 | 0 | 25449-095-017374 | LIBERTY OIL CO
45280 | Currently in Use |  | 1994-12-15 |  | Petroleum | On road diesel | On road diesel | Retail | Single Wall, Steel | Steel | Coated & cathodic protection (sti-P3) |  | Double Wall, Fiberglass reinforced plastic |  | 1901-01-01 |  | Catchment Basin, Single walled catchment basin | Flow Rest 90% Full | Flow Rest 90% Full |  |  | Statistical Inventory Reconciliation (SIR) |  | Automatic shutoff device (AELLD) | Automatic shutoff device (AELLD) |  |  | Statistical inventory reconciliation (SIR) | Statistical inventory reconciliation (SIR) |  | UST Currently In Use: 3; UST Temp Close: 0; AST Currently In Use: 0; AST Temp Closed: 0 | 3 | 0 | 0 | 25449-095-017374 | LIBERTY OIL CO
45282 | Permanently Closed | 1999-02-08 | 1987-01-01 | 1999-02-11 | Petroleum | Unleaded gasoline | Unleaded gasoline | Retail | Steel | Steel |  | Painted or None | Steel |  | 1901-01-01 | None | [5 empty] | Manual Tank Gauging (only tanks 1000 gal. or less and 48” or 64” in diameter) | [8 empty] | UST Currently In Use: 0; UST Temp Close: 0; AST Currently In Use: 0; AST Temp Closed: 0 | 0 | 0 | 2 | 19787-097-017375 | OTIS FRAZIER JR
45283 | Permanently Closed | 1999-02-08 | 1987-01-01 | 1999-02-11 | Petroleum | Unleaded gasoline | Unleaded gasoline | Retail | Steel | Steel |  | Painted or None | Steel |  | 1901-01-01 | None | [5 empty] | Manual Tank Gauging (only tanks 1000 gal. or less and 48” or 64” in diameter) | [8 empty] | UST Currently In Use: 0; UST Temp Close: 0; AST Currently In Use: 0; AST Temp Closed: 0 | 0 | 0 | 2 | 19787-097-017375 | OTIS FRAZIER JR
45284 | Temporary Closed | 2018-05-01 | 1989-04-01 |  | Petroleum | Other, OFF ROAD | Other | Retail | Steel | Steel | Coated & cathodic protection (sti-P3), Field installed cathodic protection |  | Steel |  |  | Field installed cathodic protection | Catchment Basin, Single walled catchment basin | Automatic shutoff device At 95% full, Flow Rest 90% Full | Flow Rest 90% Full |  |  | Continuous Automatic Tank Gauge | [8 empty] | UST Currently In Use: 3; UST Temp Close: 1; AST Currently In Use: 0; AST Temp Closed: 0 | 3 | 1 | 0 | 14477-069-001142 | SOUTHEASTERN OIL CO INC
45285 | Temporary Closed | 2011-09-15 | 1985-08-05 |  | Petroleum | Unleaded gasoline | Unleaded gasoline | Retail | Steel | Steel | Coated & cathodic protection (sti-P3), Field installed cathodic protection |  | Flexible | APT |  |  | Catchment Basin, Single walled catchment basin | Automatic shutoff device At 95% full | Automatic shutoff device At 95% full |  |  | Automatic Tank Gauge |  | Containment Sump | Containment Sump | Interstitial Monitoring within Secondary Containment |  | Continuous alarm system | Continuous alarm system |  | UST Currently In Use: 0; UST Temp Close: 4; AST Currently In Use: 0; AST Temp Closed: 0 | 0 | 4 | 0 | 21365-125-017377 | NORTH RIVER ENTERPRISES INC
45286 | Temporary Closed | 2011-09-15 | 1985-08-05 |  | Petroleum | Unleaded gasoline | Unleaded gasoline | Retail | Steel | Steel | Coated & cathodic protection (sti-P3), Field installed cathodic protection |  | Flexible | APT |  |  | Catchment Basin, Single walled catchment basin | Automatic shutoff device At 95% full | Automatic shutoff device At 95% full |  |  | Automatic Tank Gauge |  | Containment Sump, MANIFOLDED | Containment Sump |  |  | Other, MANIFOLDED | Other |  | UST Currently In Use: 0; UST Temp Close: 4; AST Currently In Use: 0; AST Temp Closed: 0 | 0 | 4 | 0 | 21365-125-017377 | NORTH RIVER ENTERPRISES INC
45287 | Temporary Closed | 2011-09-15 | 1985-08-05 |  | Petroleum | Premium gasoline | Premium gasoline | Retail | Steel | Steel | Coated & cathodic protection (sti-P3), Field installed cathodic protection |  | Flexible | APT |  |  | Catchment Basin, Single walled catchment basin | Automatic shutoff device At 95% full | Automatic shutoff device At 95% full |  |  | Automatic Tank Gauge |  | Containment Sump | Containment Sump | Interstitial Monitoring within Secondary Containment |  | Continuous alarm system | Continuous alarm system |  | UST Currently In Use: 0; UST Temp Close: 4; AST Currently In Use: 0; AST Temp Closed: 0 | 0 | 4 | 0 | 21365-125-017377 | NORTH RIVER ENTERPRISES INC
45288 | Temporary Closed | 2011-09-15 | 1985-08-05 |  | Petroleum | On road diesel | On road diesel | Retail | Steel | Steel | Coated & cathodic protection (sti-P3), Field installed cathodic protection |  | Flexible | APT |  |  | Catchment Basin, Single walled catchment basin | Automatic shutoff device At 95% full | Automatic shutoff device At 95% full |  |  | Automatic Tank Gauge |  |  |  | Interstitial Monitoring within Secondary Containment |  | Continuous alarm system | Continuous alarm system |  | UST Currently In Use: 0; UST Temp Close: 4; AST Currently In Use: 0; AST Temp Closed: 0 | 0 | 4 | 0 | 21365-125-017377 | NORTH RIVER ENTERPRISES INC
45289 | Temporary Closed | 1999-03-17 | 1980-05-01 |  | Petroleum | Unleaded gasoline | Unleaded gasoline | Retail | Steel | Steel |  | Painted or None | Steel |  | 1901-01-01 |  | Catchment Basin, Single walled catchment basin | Automatic shutoff device At 95% full | Automatic shutoff device At 95% full | [8 empty] | Annual line testing | Annual line testing |  | UST Currently In Use: 0; UST Temp Close: 3; AST Currently In Use: 0; AST Temp Closed: 0 | 0 | 3 | 0 | 20046-125-017379 | WILLIAM SMITH
45290 | Temporary Closed | 1999-03-17 | 1980-05-01 |  | Petroleum | Unleaded gasoline | Unleaded gasoline | Retail | Steel | Steel |  | Painted or None | Steel |  | 1901-01-01 |  | Catchment Basin, Single walled catchment basin | Automatic shutoff device At 95% full | Automatic shutoff device At 95% full | [8 empty] | Annual line testing | Annual line testing |  | UST Currently In Use: 0; UST Temp Close: 3; AST Currently In Use: 0; AST Temp Closed: 0 | 0 | 3 | 0 | 20046-125-017379 | WILLIAM SMITH
45291 | Temporary Closed | 1995-12-01 | 1980-05-01 |  | Petroleum | Used oil | Used oil | Bulk facility | Steel | Steel |  |  | Steel |  | 1901-01-01 |  |  | Automatic shutoff device At 95% full | Automatic shutoff device At 95% full | [11 empty] | UST Currently In Use: 0; UST Temp Close: 3; AST Currently In Use: 0; AST Temp Closed: 0 | 0 | 3 | 0 | 20046-125-017379 | WILLIAM SMITH
45293 | Permanently Closed | 2008-04-30 | 1994-11-10 | 2008-04-30 | Petroleum | Unleaded gasoline | Unleaded gasoline | Retail | Steel | Steel | Coated & cathodic protection (sti-P3) |  | Flexible, DBLWALL |  | 1901-01-01 |  | Catchment Basin, Single walled catchment basin | Flow Rest 90% Full | Flow Rest 90% Full |  |  | Continuous Automatic Tank Gauge |  |  |  | Interstitial Monitoring within Secondary Containment |  | Annual line testing | Annual line testing |  | UST Currently In Use: 0; UST Temp Close: 0; AST Currently In Use: 0; AST Temp Closed: 0 | 0 | 0 | 5 | 10303-125-017283 | ARMSTRONG OIL CO INC
45294 | Permanently Closed | 2008-04-30 | 1994-11-10 | 2008-04-30 | Petroleum | Mid-grade gasoline | Mid-grade gasoline | Retail | Steel | Steel | Coated & cathodic protection (sti-P3) |  | Flexible, DBLWALL |  | 1901-01-01 |  | Catchment Basin, Single walled catchment basin | Flow Rest 90% Full | Flow Rest 90% Full |  |  | Continuous Automatic Tank Gauge |  |  |  | Interstitial Monitoring within Secondary Containment |  | Annual line testing | Annual line testing |  | UST Currently In Use: 0; UST Temp Close: 0; AST Currently In Use: 0; AST Temp Closed: 0 | 0 | 0 | 5 | 10303-125-017283 | ARMSTRONG OIL CO INC
45295 | Permanently Closed | 2008-04-30 | 1994-11-10 | 2008-04-30 | Petroleum | Premium gasoline | Premium gasoline | Retail | Steel | Steel | Coated & cathodic protection (sti-P3) |  | Flexible, DBLWALL |  | 1901-01-01 |  | Catchment Basin, Single walled catchment basin | Flow Rest 90% Full | Flow Rest 90% Full |  |  | Continuous Automatic Tank Gauge |  |  |  | Interstitial Monitoring within Secondary Containment |  | Annual line testing | Annual line testing |  | UST Currently In Use: 0; UST Temp Close: 0; AST Currently In Use: 0; AST Temp Closed: 0 | 0 | 0 | 5 | 10303-125-017283 | ARMSTRONG OIL CO INC
45296 | Currently in Use |  | 1994-11-16 |  | Petroleum | Unleaded gasoline | Unleaded gasoline | Retail | Fiberglass reinforced plastic | Fiberglass reinforced plastic |  |  | Flexible, GEOFLEX |  | 1901-01-01 | None | Catchment Basin, Single walled catchment basin | Flow Rest 90% Full | Flow Rest 90% Full | Interstitial Monitoring within Secondary Containment |  | Automatic Tank Gauge |  | Automatic flow restrictor (MLLD) | Automatic flow restrictor (MLLD) | Interstitial Monitoring within Secondary Containment |  | Annual line testing | Annual line testing |  | UST Currently In Use: 2; UST Temp Close: 0; AST Currently In Use: 0; AST Temp Closed: 0 | 2 | 0 | 0 | 19791-007-017380 | JIM'S AUTO SERVICE
45297 | Currently in Use |  | 1994-11-16 |  | Petroleum | Unleaded gasoline | Unleaded gasoline | Retail | Fiberglass reinforced plastic | Fiberglass reinforced plastic |  |  | Flexible, GEOFLEX |  | 1901-01-01 | None | Catchment Basin, Single walled catchment basin | Flow Rest 90% Full | Flow Rest 90% Full | Interstitial Monitoring within Secondary Containment |  | Automatic Tank Gauge |  | Automatic flow restrictor (MLLD) | Automatic flow restrictor (MLLD) | Interstitial Monitoring within Secondary Containment |  | Annual line testing | Annual line testing |  | UST Currently In Use: 2; UST Temp Close: 0; AST Currently In Use: 0; AST Temp Closed: 0 | 2 | 0 | 0 | 19791-007-017380 | JIM'S AUTO SERVICE
45298 | Permanently Closed | 1999-03-25 | 1988-05-01 | 1998-12-10 | Petroleum | Unleaded gasoline | Unleaded gasoline | Industrial | Steel | Steel |  | Painted or None | Steel |  | 1901-01-01 | [15 empty] | UST Currently In Use: 0; UST Temp Close: 0; AST Currently In Use: 0; AST Temp Closed: 0 | 0 | 0 | 3 | 19794-025-017382 | T J POPE TRUCKING INC
45300 | Permanently Closed | 1999-03-25 | 1988-05-01 | 1998-12-10 | Petroleum | On road diesel | On road diesel | Industrial | Steel | Steel |  | Painted or None | Steel |  | 1901-01-01 | [15 empty] | UST Currently In Use: 0; UST Temp Close: 0; AST Currently In Use: 0; AST Temp Closed: 0 | 0 | 0 | 3 | 19794-025-017382 | T J POPE TRUCKING INC
45301 | Permanently Closed | 1999-03-25 | 1988-05-01 | 1998-12-10 | Petroleum | On road diesel | On road diesel | Industrial | Steel | Steel |  | Painted or None | Steel |  | 1901-01-01 | [15 empty] | UST Currently In Use: 0; UST Temp Close: 0; AST Currently In Use: 0; AST Temp Closed: 0 | 0 | 0 | 3 | 19794-025-017382 | T J POPE TRUCKING INC
45302 | Currently in Use |  | 1994-10-12 |  | Petroleum | Unleaded gasoline | Unleaded gasoline | Retail | Steel | Steel | Coated & cathodic protection (sti-P3) |  | Fiberglass reinforced plastic |  |  |  | Catchment Basin, Single walled catchment basin | Flow Rest 90% Full | Flow Rest 90% Full |  |  | Continuous Automatic Tank Gauge |  | Automatic flow restrictor (MLLD) | Automatic flow restrictor (MLLD) |  |  | Annual line testing | Annual line testing |  | UST Currently In Use: 3; UST Temp Close: 0; AST Currently In Use: 0; AST Temp Closed: 0 | 3 | 0 | 0 | 11101-097-017383 | CLARK OIL COMPANY, INC.
45303 | Currently in Use |  | 1994-10-12 |  | Petroleum | Mid-grade gasoline | Mid-grade gasoline | Retail | Steel | Steel | Coated & cathodic protection (sti-P3) |  | Fiberglass reinforced plastic |  |  |  | Catchment Basin, Single walled catchment basin | Flow Rest 90% Full | Flow Rest 90% Full |  |  | Continuous Automatic Tank Gauge |  | Automatic flow restrictor (MLLD) | Automatic flow restrictor (MLLD) |  |  | Annual line testing | Annual line testing |  | UST Currently In Use: 3; UST Temp Close: 0; AST Currently In Use: 0; AST Temp Closed: 0 | 3 | 0 | 0 | 11101-097-017383 | CLARK OIL COMPANY, INC.
45304 | Currently in Use |  | 1994-10-12 |  | Petroleum | Premium gasoline | Premium gasoline | Retail | Steel | Steel | Coated & cathodic protection (sti-P3) |  | Fiberglass reinforced plastic |  |  |  | Catchment Basin, Single walled catchment basin | Flow Rest 90% Full | Flow Rest 90% Full |  |  | Continuous Automatic Tank Gauge |  | Automatic flow restrictor (MLLD) | Automatic flow restrictor (MLLD) |  |  | Annual line testing | Annual line testing |  | UST Currently In Use: 3; UST Temp Close: 0; AST Currently In Use: 0; AST Temp Closed: 0 | 3 | 0 | 0 | 11101-097-017383 | CLARK OIL COMPANY, INC.
45305 | Temporary Closed | 2005-08-01 | 1994-12-14 |  | Petroleum | Unleaded gasoline | Unleaded gasoline | Retail | Steel | Steel | Coated & cathodic protection (sti-P3) |  | Fiberglass reinforced plastic |  |  |  | Catchment Basin, Single walled catchment basin | Flow Rest 90% Full | Flow Rest 90% Full |  |  | Statistical Inventory Reconciliation (SIR) |  | Automatic flow restrictor (MLLD) | Automatic flow restrictor (MLLD) |  |  | Statistical inventory reconciliation (SIR) | Statistical inventory reconciliation (SIR) |  | UST Currently In Use: 0; UST Temp Close: 1; AST Currently In Use: 0; AST Temp Closed: 0 | 0 | 1 | 2 | 24069-089-008130 | SYBIL G. COLE
45306 | Currently in Use |  | 1994-06-20 |  | Petroleum | Unleaded gasoline | Unleaded gasoline | Retail | Steel | Steel | Coated & cathodic protection (sti-P3) |  | Double Wall, Fiberglass reinforced plastic |  | 2020-01-01 |  | Catchment Basin, Single walled catchment basin | Automatic shutoff device At 95% full, Flow Rest 90% Full | Flow Rest 90% Full |  |  | Automatic Tank Gauge |  | Automatic flow restrictor (MLLD) | Automatic flow restrictor (MLLD) | Interstitial Monitoring within Secondary Containment |  |  |  |  | UST Currently In Use: 3; UST Temp Close: 0; AST Currently In Use: 0; AST Temp Closed: 0 | 3 | 0 | 0 | 25068-083-017384 | OMNAMH4U, INC.
45307 | Currently in Use |  | 1994-06-20 |  | Petroleum | Unleaded gasoline | Unleaded gasoline | Retail | Steel | Steel | Coated & cathodic protection (sti-P3) |  | Double Wall, Fiberglass reinforced plastic |  | 2020-01-01 | None | Catchment Basin, Single walled catchment basin | Automatic shutoff device At 95% full, Flow Rest 90% Full | Flow Rest 90% Full |  |  | Automatic Tank Gauge |  | Automatic flow restrictor (MLLD) | Automatic flow restrictor (MLLD) | Interstitial Monitoring within Secondary Containment |  |  |  |  | UST Currently In Use: 3; UST Temp Close: 0; AST Currently In Use: 0; AST Temp Closed: 0 | 3 | 0 | 0 | 25068-083-017384 | OMNAMH4U, INC.
45308 | Currently in Use |  | 1994-06-20 |  | Petroleum | Premium gasoline | Premium gasoline | Retail | Steel | Steel | Coated & cathodic protection (sti-P3) |  | Double Wall, Fiberglass reinforced plastic |  | 2020-01-01 | None | Catchment Basin, Single walled catchment basin | Automatic shutoff device At 95% full, Flow Rest 90% Full | Flow Rest 90% Full |  |  | Automatic Tank Gauge |  | Automatic flow restrictor (MLLD) | Automatic flow restrictor (MLLD) | Interstitial Monitoring within Secondary Containment |  |  |  |  | UST Currently In Use: 3; UST Temp Close: 0; AST Currently In Use: 0; AST Temp Closed: 0 | 3 | 0 | 0 | 25068-083-017384 | OMNAMH4U, INC.
45309 | Cannot Locate or abandoned |  | 1987-01-01 |  | Petroleum | Unleaded gasoline | Unleaded gasoline | Retail | Steel | Steel |  | Painted or None | Steel |  | 1901-01-01 |  | Catchment Basin, Single walled catchment basin | [13 empty] | UST Currently In Use: 0; UST Temp Close: 0; AST Currently In Use: 0; AST Temp Closed: 0 | 0 | 0 | 0 | 19020-031-000502 | LARRY CAULEY
45312 | Cannot Locate or abandoned |  | 1987-01-01 |  | Petroleum | Unleaded gasoline | Unleaded gasoline | Retail | Steel | Steel |  | Painted or None | Steel |  | 1901-01-01 |  | Catchment Basin, Single walled catchment basin | [13 empty] | UST Currently In Use: 0; UST Temp Close: 0; AST Currently In Use: 0; AST Temp Closed: 0 | 0 | 0 | 0 | 19020-031-000502 | LARRY CAULEY
45313 | Permanently Closed | 1995-06-25 | 1981-01-01 | 1995-06-27 | Petroleum | Unleaded gasoline | Unleaded gasoline | Retail | Steel | Steel |  | Painted or None | Steel |  | 1901-01-01 | [15 empty] | UST Currently In Use: 4; UST Temp Close: 0; AST Currently In Use: 0; AST Temp Closed: 0 | 4 | 0 | 6 | 25784-069-005757 | SANDERI KRUPA
45314 | Permanently Closed | 1995-06-25 | 1981-01-01 | 1995-06-27 | Petroleum | Unleaded gasoline | Unleaded gasoline | Retail | Steel | Steel |  | Painted or None | Steel |  | 1901-01-01 |  | Catchment Basin, Single walled catchment basin | [13 empty] | UST Currently In Use: 4; UST Temp Close: 0; AST Currently In Use: 0; AST Temp Closed: 0 | 4 | 0 | 6 | 25784-069-005757 | SANDERI KRUPA
45315 | Currently in Use |  | 1995-01-05 |  | Petroleum | Unleaded gasoline | Unleaded gasoline | Retail | Fiberglass reinforced plastic | Fiberglass reinforced plastic |  |  | Fiberglass reinforced plastic |  | 1901-01-01 | None | Catchment Basin, Single walled catchment basin | Automatic shutoff device At 95% full | Automatic shutoff device At 95% full |  |  | Statistical Inventory Reconciliation (SIR) |  | Automatic flow restrictor (MLLD), Containment Sump | Containment Sump |  |  | Statistical inventory reconciliation (SIR) | Statistical inventory reconciliation (SIR) |  | UST Currently In Use: 3; UST Temp Close: 0; AST Currently In Use: 0; AST Temp Closed: 0 | 3 | 0 | 0 | 14410-003-017385 | MCDONALD OIL COMPANY
45316 | Currently in Use |  | 1995-01-05 |  | Petroleum | Premium gasoline | Premium gasoline | Retail | Fiberglass reinforced plastic | Fiberglass reinforced plastic |  |  | Fiberglass reinforced plastic |  | 1901-01-01 | None | Catchment Basin, Single walled catchment basin | Automatic shutoff device At 95% full | Automatic shutoff device At 95% full |  |  | Statistical Inventory Reconciliation (SIR) |  | Automatic flow restrictor (MLLD), Containment Sump | Containment Sump |  |  | Statistical inventory reconciliation (SIR) | Statistical inventory reconciliation (SIR) |  | UST Currently In Use: 3; UST Temp Close: 0; AST Currently In Use: 0; AST Temp Closed: 0 | 3 | 0 | 0 | 14410-003-017385 | MCDONALD OIL COMPANY
45317 | Currently in Use |  | 1995-01-05 |  | Petroleum | On road diesel | On road diesel | Retail | Fiberglass reinforced plastic | Fiberglass reinforced plastic |  |  | Fiberglass reinforced plastic |  | 1901-01-01 | None | Catchment Basin, Single walled catchment basin | Automatic shutoff device At 95% full | Automatic shutoff device At 95% full |  |  | Statistical Inventory Reconciliation (SIR) |  | Automatic flow restrictor (MLLD), Containment Sump | Containment Sump |  |  | Statistical inventory reconciliation (SIR) | Statistical inventory reconciliation (SIR) |  | UST Currently In Use: 3; UST Temp Close: 0; AST Currently In Use: 0; AST Temp Closed: 0 | 3 | 0 | 0 | 14410-003-017385 | MCDONALD OIL COMPANY
45318 | Currently in Use |  | 1992-11-01 |  | Petroleum | Unleaded gasoline | Unleaded gasoline | Retail | Fiberglass reinforced plastic, Single Wall | Single Wall |  |  | Fiberglass reinforced plastic, Single Wall |  | 1901-01-01 |  | Catchment Basin, Single walled catchment basin | Automatic shutoff device At 95% full | Automatic shutoff device At 95% full |  |  | Continuous Automatic Tank Gauge |  | Automatic shutoff device (AELLD) | Automatic shutoff device (AELLD) | [5 empty] | UST Currently In Use: 3; UST Temp Close: 0; AST Currently In Use: 0; AST Temp Closed: 0 | 3 | 0 | 0 | 13526-073-017387 | MOORE OIL COMPANY, INC.
45319 | Currently in Use |  | 1992-11-01 |  | Petroleum | Premium gasoline | Premium gasoline | Retail | Fiberglass reinforced plastic, Single Wall | Single Wall |  |  | Fiberglass reinforced plastic, Single Wall |  | 1901-01-01 |  | Catchment Basin, Single walled catchment basin | Automatic shutoff device At 95% full | Automatic shutoff device At 95% full |  |  | Continuous Automatic Tank Gauge |  | Automatic shutoff device (AELLD) | Automatic shutoff device (AELLD) | [5 empty] | UST Currently In Use: 3; UST Temp Close: 0; AST Currently In Use: 0; AST Temp Closed: 0 | 3 | 0 | 0 | 13526-073-017387 | MOORE OIL COMPANY, INC.
45320 | Currently in Use |  | 1992-11-01 |  | Petroleum | Unleaded gasoline | Unleaded gasoline | Retail | Fiberglass reinforced plastic, Single Wall | Single Wall |  |  | Fiberglass reinforced plastic, Single Wall |  | 1901-01-01 |  | Catchment Basin, Single walled catchment basin | Automatic shutoff device At 95% full | Automatic shutoff device At 95% full |  |  | Continuous Automatic Tank Gauge |  | Automatic shutoff device (AELLD) | Automatic shutoff device (AELLD) | [5 empty] | UST Currently In Use: 3; UST Temp Close: 0; AST Currently In Use: 0; AST Temp Closed: 0 | 3 | 0 | 0 | 13526-073-017387 | MOORE OIL COMPANY, INC.
45321 | Currently in Use |  | 1995-06-01 |  | Petroleum | Unleaded gasoline | Unleaded gasoline | Retail | Steel | Steel | Coated & cathodic protection (sti-P3), Field installed cathodic protection |  | Fiberglass reinforced plastic |  | 1901-01-01 |  | Catchment Basin, Single walled catchment basin | Automatic shutoff device At 95% full | Automatic shutoff device At 95% full |  |  | Continuous Automatic Tank Gauge |  | Automatic shutoff device (AELLD) | Automatic shutoff device (AELLD) | [5 empty] | UST Currently In Use: 4; UST Temp Close: 0; AST Currently In Use: 0; AST Temp Closed: 0 | 4 | 0 | 0 | 13526-073-017388 | MOORE OIL COMPANY, INC.
45322 | Currently in Use |  | 1995-06-01 |  | Petroleum | Unleaded gasoline | Unleaded gasoline | Retail | Steel | Steel | Coated & cathodic protection (sti-P3), Field installed cathodic protection |  | Fiberglass reinforced plastic |  | 1901-01-01 |  | Catchment Basin, Single walled catchment basin | Automatic shutoff device At 95% full | Automatic shutoff device At 95% full |  |  | Continuous Automatic Tank Gauge |  | Automatic shutoff device (AELLD) | Automatic shutoff device (AELLD) | [5 empty] | UST Currently In Use: 4; UST Temp Close: 0; AST Currently In Use: 0; AST Temp Closed: 0 | 4 | 0 | 0 | 13526-073-017388 | MOORE OIL COMPANY, INC.
45323 | Currently in Use |  | 1995-06-01 |  | Petroleum | Premium gasoline | Premium gasoline | Retail | Steel | Steel | Coated & cathodic protection (sti-P3), Field installed cathodic protection |  | Fiberglass reinforced plastic |  | 1901-01-01 |  | Catchment Basin, Single walled catchment basin | Automatic shutoff device At 95% full | Automatic shutoff device At 95% full |  |  | Continuous Automatic Tank Gauge |  | Automatic shutoff device (AELLD) | Automatic shutoff device (AELLD) | [5 empty] | UST Currently In Use: 4; UST Temp Close: 0; AST Currently In Use: 0; AST Temp Closed: 0 | 4 | 0 | 0 | 13526-073-017388 | MOORE OIL COMPANY, INC.
45324 | Currently in Use |  | 1995-06-01 |  | Petroleum | On road diesel | On road diesel | Retail | Steel | Steel | Coated & cathodic protection (sti-P3), Field installed cathodic protection |  | Fiberglass reinforced plastic |  | 1901-01-01 |  | Catchment Basin, Single walled catchment basin | Automatic shutoff device At 95% full, Flow Rest 90% Full | Flow Rest 90% Full |  |  | Continuous Automatic Tank Gauge |  | Automatic shutoff device (AELLD) | Automatic shutoff device (AELLD) | [5 empty] | UST Currently In Use: 4; UST Temp Close: 0; AST Currently In Use: 0; AST Temp Closed: 0 | 4 | 0 | 0 | 13526-073-017388 | MOORE OIL COMPANY, INC.
45325 | Permanently Closed | 1999-09-22 | 1985-07-01 | 1999-09-22 | Petroleum | Unleaded gasoline | Unleaded gasoline | Retail | Steel | Steel | Coated & cathodic protection (sti-P3), Field installed cathodic protection |  | Fiberglass reinforced plastic |  | 1901-01-01 |  | Catchment Basin, Single walled catchment basin | Flow Rest 90% Full | Flow Rest 90% Full |  |  | Continuous Automatic Tank Gauge |  | Automatic shutoff device (AELLD) | Automatic shutoff device (AELLD) |  |  | Annual line testing | Annual line testing |  | UST Currently In Use: 3; UST Temp Close: 0; AST Currently In Use: 0; AST Temp Closed: 0 | 3 | 0 | 3 | 13526-073-017389 | MOORE OIL COMPANY, INC.
45326 | Permanently Closed | 1999-09-22 | 1985-07-01 | 1999-09-22 | Petroleum | Mid-grade gasoline | Mid-grade gasoline | Retail | Steel | Steel | Field installed cathodic protection |  | Fiberglass reinforced plastic |  | 1901-01-01 |  | Catchment Basin, Single walled catchment basin | Flow Rest 90% Full | Flow Rest 90% Full |  |  | Continuous Automatic Tank Gauge |  | Automatic shutoff device (AELLD) | Automatic shutoff device (AELLD) |  |  | Annual line testing | Annual line testing |  | UST Currently In Use: 3; UST Temp Close: 0; AST Currently In Use: 0; AST Temp Closed: 0 | 3 | 0 | 3 | 13526-073-017389 | MOORE OIL COMPANY, INC.
45327 | Permanently Closed | 1999-09-22 | 1985-07-01 | 1999-09-22 | Petroleum | Premium gasoline | Premium gasoline | Retail | Steel | Steel | Field installed cathodic protection |  | Fiberglass reinforced plastic |  | 1901-01-01 |  | Catchment Basin, Single walled catchment basin | Flow Rest 90% Full | Flow Rest 90% Full |  |  | Continuous Automatic Tank Gauge |  | Automatic shutoff device (AELLD) | Automatic shutoff device (AELLD) |  |  | Annual line testing | Annual line testing |  | UST Currently In Use: 3; UST Temp Close: 0; AST Currently In Use: 0; AST Temp Closed: 0 | 3 | 0 | 3 | 13526-073-017389 | MOORE OIL COMPANY, INC.
45328 | Currently in Use |  | 1988-08-01 |  | Petroleum | Unleaded gasoline | Unleaded gasoline | Retail | Single Wall, Steel | Steel | Coated & cathodic protection (sti-P3) |  | Double Wall, Fiberglass reinforced plastic |  |  |  | Catchment Basin, Single walled catchment basin | Automatic shutoff device At 95% full | Automatic shutoff device At 95% full |  |  | Continuous Automatic Tank Gauge |  | Automatic shutoff device (AELLD), Containment Sump | Containment Sump | [5 empty] | UST Currently In Use: 3; UST Temp Close: 0; AST Currently In Use: 0; AST Temp Closed: 0 | 3 | 0 | 0 | 13526-115-017390 | MOORE OIL COMPANY, INC.
45329 | Currently in Use |  | 1988-08-01 |  | Petroleum | Unleaded gasoline | Unleaded gasoline | Retail | Double Wall, Steel | Steel | Coated & cathodic protection (sti-P3) |  | Double Wall, Fiberglass reinforced plastic |  |  |  | Catchment Basin, Single walled catchment basin | Automatic shutoff device At 95% full | Automatic shutoff device At 95% full |  |  | Continuous Automatic Tank Gauge |  | Automatic shutoff device (AELLD), Containment Sump | Containment Sump | [5 empty] | UST Currently In Use: 3; UST Temp Close: 0; AST Currently In Use: 0; AST Temp Closed: 0 | 3 | 0 | 0 | 13526-115-017390 | MOORE OIL COMPANY, INC.
45330 | Currently in Use |  | 1988-08-01 |  | Petroleum | Premium gasoline | Premium gasoline | Retail | Double Wall, Steel | Steel | Coated & cathodic protection (sti-P3) |  | Double Wall, Fiberglass reinforced plastic |  |  |  | Catchment Basin, Single walled catchment basin | Automatic shutoff device At 95% full | Automatic shutoff device At 95% full |  |  | Continuous Automatic Tank Gauge |  | Automatic shutoff device (AELLD), Containment Sump | Containment Sump | [5 empty] | UST Currently In Use: 3; UST Temp Close: 0; AST Currently In Use: 0; AST Temp Closed: 0 | 3 | 0 | 0 | 13526-115-017390 | MOORE OIL COMPANY, INC.
45331 | Permanently Closed | 2021-07-15 | 1995-10-15 | 2021-07-27 | Petroleum | Unleaded gasoline | Unleaded gasoline | Industrial | Double Wall, Fiberglass reinforced plastic | Fiberglass reinforced plastic |  |  | Double Wall, Flexible | OPW | 2015-07-23 |  | Catchment Basin, Single walled catchment basin | Flow Rest 90% Full | Flow Rest 90% Full | Interstitial Monitoring within Secondary Containment | SENSOR TO ATG |  |  | Automatic flow restrictor (MLLD), Containment Sump | Containment Sump | Interstitial Monitoring within Secondary Containment | SENSOR TO ATG | Continuous alarm system | Continuous alarm system |  | UST Currently In Use: 0; UST Temp Close: 0; AST Currently In Use: 0; AST Temp Closed: 0 | 0 | 0 | 2 | 10836-073-008363 | CAR AND TRUCK RENTALS INC
45332 | Permanently Closed | 2016-11-29 | 1994-12-16 | 2016-11-29 | Petroleum | On road diesel | On road diesel | Local government | Single Wall, Steel | Steel | Coated & cathodic protection (sti-P3) |  | Fiberglass reinforced plastic, Single Wall |  |  |  | Catchment Basin, Single walled catchment basin | Automatic shutoff device At 95% full | Automatic shutoff device At 95% full |  |  | Continuous Automatic Tank Gauge | [8 empty] | UST Currently In Use: 0; UST Temp Close: 0; AST Currently In Use: 2; AST Temp Closed: 0 | 0 | 0 | 4 | 11062-015-009165 | CITY OF OXFORD
45333 | Permanently Closed | 2016-11-29 | 1994-12-16 | 2016-11-29 | Petroleum | Unleaded gasoline | Unleaded gasoline | Local government | Single Wall, Steel | Steel | Coated & cathodic protection (sti-P3) |  | Fiberglass reinforced plastic, Single Wall |  |  |  | Catchment Basin, Single walled catchment basin | Automatic shutoff device At 95% full | Automatic shutoff device At 95% full |  |  | Continuous Automatic Tank Gauge | [8 empty] | UST Currently In Use: 0; UST Temp Close: 0; AST Currently In Use: 2; AST Temp Closed: 0 | 0 | 0 | 4 | 11062-015-009165 | CITY OF OXFORD
45334 | Currently in Use |  | 1994-11-04 |  | Petroleum | On road diesel | On road diesel | Bulk facility | Steel | Steel | Coated & cathodic protection (sti-P3) |  | Fiberglass reinforced plastic |  |  |  | Catchment Basin, Single walled catchment basin | Flow Rest 90% Full | Flow Rest 90% Full |  |  | Continuous Automatic Tank Gauge |  | Automatic flow restrictor (MLLD) | Automatic flow restrictor (MLLD) |  |  | Annual line testing | Annual line testing |  | UST Currently In Use: 4; UST Temp Close: 0; AST Currently In Use: 2; AST Temp Closed: 0 | 4 | 0 | 7 | 12554-041-008156 | J BRYCE SMITH OIL CO INC
45335 | Permanently Closed | 2003-08-12 | 1984-01-01 | 2003-08-12 | Petroleum | Unleaded gasoline | Unleaded gasoline | Retail | Steel | Steel | Field installed cathodic protection | Painted or None | Steel |  | 1901-01-01 | Field installed cathodic protection | Catchment Basin, Single walled catchment basin | Automatic shutoff device At 95% full | Automatic shutoff device At 95% full | [11 empty] | UST Currently In Use: 0; UST Temp Close: 0; AST Currently In Use: 0; AST Temp Closed: 0 | 0 | 0 | 4 | 19801-117-017391 | WEE CORPORATION
45336 | Currently in Use |  | 1994-11-23 |  | Petroleum | Unleaded gasoline | Unleaded gasoline | Retail | Double Wall, Steel | Steel | Coated & cathodic protection (sti-P3) |  | Double Wall, Flexible |  |  |  | Catchment Basin, Single walled catchment basin | Flow Rest 90% Full | Flow Rest 90% Full |  |  | Continuous Automatic Tank Gauge |  | Automatic shutoff device (AELLD) | Automatic shutoff device (AELLD) |  |  | Automatic electronic line leak detector (AELLD) | Automatic electronic line leak detector (AELLD) | Pressurized Piping | UST Currently In Use: 2; UST Temp Close: 0; AST Currently In Use: 0; AST Temp Closed: 0 | 2 | 0 | 0 | 13343-125-017392 | MCCULLOUGH OIL COMPANY, INC.
45337 | Currently in Use |  | 1994-11-23 |  | Petroleum | Premium gasoline | Premium gasoline | Retail | Double Wall, Steel | Steel | Coated & cathodic protection (sti-P3) |  | Double Wall, Flexible |  |  |  | Catchment Basin, Single walled catchment basin | Flow Rest 90% Full | Flow Rest 90% Full |  |  | Continuous Automatic Tank Gauge |  | Automatic shutoff device (AELLD) | Automatic shutoff device (AELLD) |  |  | Automatic electronic line leak detector (AELLD) | Automatic electronic line leak detector (AELLD) | Pressurized Piping | UST Currently In Use: 2; UST Temp Close: 0; AST Currently In Use: 0; AST Temp Closed: 0 | 2 | 0 | 0 | 13343-125-017392 | MCCULLOUGH OIL COMPANY, INC.
45338 | Currently in Use |  | 1994-07-21 |  | Petroleum | On road diesel | On road diesel | Emergency Power Generator | Double Wall, Fiberglass reinforced plastic | Fiberglass reinforced plastic |  |  | Double Wall, Flexible |  | 1901-01-01 |  | Catchment Basin, Single walled catchment basin | Audible high level alarm At 90% full, Automatic shutoff device At 95% full | Automatic shutoff device At 95% full | Interstitial Monitoring within Secondary Containment |  | Automatic Tank Gauge | [8 empty] | UST Currently In Use: 1; UST Temp Close: 0; AST Currently In Use: 0; AST Temp Closed: 0 | 1 | 0 | 0 | 19802-117-017393 | REGIONS BANK
45339 | Permanently Closed | 2003-08-12 | 1984-01-01 | 2003-08-12 | Petroleum | Unleaded gasoline | Unleaded gasoline | Retail | Steel | Steel | Field installed cathodic protection | Painted or None | Steel |  | 1901-01-01 | Field installed cathodic protection | Catchment Basin, Single walled catchment basin | Automatic shutoff device At 95% full | Automatic shutoff device At 95% full | [11 empty] | UST Currently In Use: 0; UST Temp Close: 0; AST Currently In Use: 0; AST Temp Closed: 0 | 0 | 0 | 4 | 19801-117-017391 | WEE CORPORATION
45340 | Permanently Closed | 2003-08-12 | 1984-01-01 | 2003-08-12 | Petroleum | Premium gasoline | Premium gasoline | Retail | Steel | Steel | Field installed cathodic protection | Painted or None | Steel |  | 1901-01-01 | Field installed cathodic protection | Catchment Basin, Single walled catchment basin | Automatic shutoff device At 95% full | Automatic shutoff device At 95% full | [8 empty] | Annual line testing | Annual line testing |  | UST Currently In Use: 0; UST Temp Close: 0; AST Currently In Use: 0; AST Temp Closed: 0 | 0 | 0 | 4 | 19801-117-017391 | WEE CORPORATION
45341 | Permanently Closed | 1998-12-22 | 1984-01-01 | 2000-01-19 | Petroleum | On road diesel | On road diesel | Retail | Steel | Steel |  | Painted or None | Steel |  | 1901-01-01 | [12 empty] | Annual line testing | Annual line testing |  | UST Currently In Use: 0; UST Temp Close: 0; AST Currently In Use: 0; AST Temp Closed: 0 | 0 | 0 | 4 | 19801-117-017391 | WEE CORPORATION
45342 | Currently in Use |  | 1988-10-01 |  | Petroleum | Unleaded gasoline | Unleaded gasoline | Retail | Steel | Steel | Coated & cathodic protection (sti-P3), Field installed cathodic protection |  | Fiberglass reinforced plastic |  |  |  | Catchment Basin, Single walled catchment basin | Automatic shutoff device At 95% full, Flow Rest 90% Full | Flow Rest 90% Full |  |  | Continuous Automatic Tank Gauge |  | Automatic shutoff device (AELLD) | Automatic shutoff device (AELLD) | [5 empty] | UST Currently In Use: 8; UST Temp Close: 0; AST Currently In Use: 0; AST Temp Closed: 0 | 8 | 0 | 0 | 19804-073-017395 | BAMA PETROLEUM INC
45343 | Currently in Use |  | 1988-10-01 |  | Petroleum | Premium gasoline | Premium gasoline | Retail | Steel | Steel | Coated & cathodic protection (sti-P3), Field installed cathodic protection |  | Fiberglass reinforced plastic |  |  |  | Catchment Basin, Single walled catchment basin | Automatic shutoff device At 95% full, Flow Rest 90% Full | Flow Rest 90% Full |  |  | Continuous Automatic Tank Gauge |  | Automatic shutoff device (AELLD) | Automatic shutoff device (AELLD) | [5 empty] | UST Currently In Use: 8; UST Temp Close: 0; AST Currently In Use: 0; AST Temp Closed: 0 | 8 | 0 | 0 | 19804-073-017395 | BAMA PETROLEUM INC
45344 | Currently in Use |  | 1988-10-01 |  | Petroleum | Unleaded gasoline | Unleaded gasoline | Retail | Single Wall, Steel | Steel | Coated & cathodic protection (sti-P3), Field installed cathodic protection |  | Fiberglass reinforced plastic, Single Wall |  |  |  | Catchment Basin, Single walled catchment basin | Automatic shutoff device At 95% full, Flow Rest 90% Full | Flow Rest 90% Full |  |  | Continuous Automatic Tank Gauge |  | Automatic shutoff device (AELLD) | Automatic shutoff device (AELLD) | [5 empty] | UST Currently In Use: 8; UST Temp Close: 0; AST Currently In Use: 0; AST Temp Closed: 0 | 8 | 0 | 0 | 19804-073-017395 | BAMA PETROLEUM INC
45345 | Currently in Use |  | 1988-10-01 |  | Petroleum | On road diesel | On road diesel | Retail | Single Wall, Steel | Steel | Coated & cathodic protection (sti-P3), Field installed cathodic protection |  | Fiberglass reinforced plastic, Single Wall |  |  |  | Catchment Basin, Single walled catchment basin | Automatic shutoff device At 95% full, Flow Rest 90% Full | Flow Rest 90% Full |  |  | Continuous Automatic Tank Gauge |  | Automatic shutoff device (AELLD) | Automatic shutoff device (AELLD) | [5 empty] | UST Currently In Use: 8; UST Temp Close: 0; AST Currently In Use: 0; AST Temp Closed: 0 | 8 | 0 | 0 | 19804-073-017395 | BAMA PETROLEUM INC
45346 | Currently in Use |  | 1988-01-01 |  | Petroleum | Unleaded gasoline | Unleaded gasoline | Retail | Fiberglass reinforced plastic, Single Wall | Single Wall |  |  | Fiberglass reinforced plastic, Single Wall |  | 1901-01-01 |  | Catchment Basin, Single walled catchment basin | Automatic shutoff device At 95% full | Automatic shutoff device At 95% full |  |  | Automatic Tank Gauge |  | Automatic flow restrictor (MLLD) | Automatic flow restrictor (MLLD) |  |  | Annual line testing | Annual line testing |  | UST Currently In Use: 3; UST Temp Close: 0; AST Currently In Use: 0; AST Temp Closed: 0 | 3 | 0 | 5 | 17448-073-005295 | B DONALD COMPTON
45347 | Currently in Use |  | 1988-01-01 |  | Petroleum | Unleaded gasoline | Unleaded gasoline | Retail | Fiberglass reinforced plastic, Single Wall | Single Wall |  |  | Fiberglass reinforced plastic, Single Wall |  | 1901-01-01 |  | Catchment Basin, Single walled catchment basin | Automatic shutoff device At 95% full | Automatic shutoff device At 95% full |  |  | Automatic Tank Gauge |  | Automatic flow restrictor (MLLD) | Automatic flow restrictor (MLLD) |  |  | Annual line testing | Annual line testing |  | UST Currently In Use: 3; UST Temp Close: 0; AST Currently In Use: 0; AST Temp Closed: 0 | 3 | 0 | 5 | 17448-073-005295 | B DONALD COMPTON
45348 | Currently in Use |  | 1988-01-01 |  | Petroleum | Premium gasoline | Premium gasoline | Retail | Fiberglass reinforced plastic, Single Wall | Single Wall |  |  | Fiberglass reinforced plastic, Single Wall |  | 1901-01-01 |  | Catchment Basin, Single walled catchment basin | Automatic shutoff device At 95% full | Automatic shutoff device At 95% full |  |  | Automatic Tank Gauge |  | Automatic flow restrictor (MLLD) | Automatic flow restrictor (MLLD) |  |  | Annual line testing | Annual line testing |  | UST Currently In Use: 3; UST Temp Close: 0; AST Currently In Use: 0; AST Temp Closed: 0 | 3 | 0 | 5 | 17448-073-005295 | B DONALD COMPTON
45349 | Permanently Closed | 2013-06-11 | 1994-12-29 | 2014-03-26 | Petroleum | Unleaded gasoline | Unleaded gasoline | Retail | Steel | Steel | Coated & cathodic protection (sti-P3) |  | Fiberglass reinforced plastic |  | 1901-01-01 |  | Catchment Basin, Single walled catchment basin | Flow Rest 90% Full | Flow Rest 90% Full |  |  | Continuous Automatic Tank Gauge | [5 empty] | Annual line testing | Annual line testing |  | UST Currently In Use: 0; UST Temp Close: 0; AST Currently In Use: 0; AST Temp Closed: 0 | 0 | 0 | 6 | 14327-081-006295 | SAXON OIL CO INC
45350 | Permanently Closed | 2013-06-11 | 1994-12-29 | 2014-03-26 | Petroleum | Premium gasoline | Premium gasoline | Retail | Steel | Steel | Coated & cathodic protection (sti-P3) |  | Fiberglass reinforced plastic |  | 1901-01-01 |  | Catchment Basin, Single walled catchment basin | Flow Rest 90% Full | Flow Rest 90% Full |  |  | Automatic Tank Gauge | [5 empty] | Annual line testing, Continuous alarm system | Continuous alarm system |  | UST Currently In Use: 0; UST Temp Close: 0; AST Currently In Use: 0; AST Temp Closed: 0 | 0 | 0 | 6 | 14327-081-006295 | SAXON OIL CO INC
45351 | Currently in Use |  | 1989-01-01 |  | Petroleum | Unleaded gasoline | Unleaded gasoline | Retail | Steel | Steel | Coated & cathodic protection (sti-P3) |  | Fiberglass reinforced plastic |  |  |  | Catchment Basin, Single walled catchment basin | Automatic shutoff device At 95% full | Automatic shutoff device At 95% full |  |  | Continuous Automatic Tank Gauge |  | Automatic flow restrictor (MLLD) | Automatic flow restrictor (MLLD) |  |  | Annual line testing | Annual line testing |  | UST Currently In Use: 4; UST Temp Close: 0; AST Currently In Use: 0; AST Temp Closed: 0 | 4 | 0 | 3 | 26039-081-006294 | MBM 03 LLC
45352 | Currently in Use |  | 1989-05-01 |  | Petroleum | Mid-grade gasoline | Mid-grade gasoline | Retail | Steel | Steel | Coated & cathodic protection (sti-P3) |  | Fiberglass reinforced plastic |  |  |  | Catchment Basin, Single walled catchment basin | Automatic shutoff device At 95% full | Automatic shutoff device At 95% full |  |  | Continuous Automatic Tank Gauge |  | Automatic flow restrictor (MLLD) | Automatic flow restrictor (MLLD) |  |  | Annual line testing | Annual line testing |  | UST Currently In Use: 4; UST Temp Close: 0; AST Currently In Use: 0; AST Temp Closed: 0 | 4 | 0 | 3 | 26039-081-006294 | MBM 03 LLC
45353 | Currently in Use |  | 1989-05-01 |  | Petroleum | Premium gasoline | Premium gasoline | Retail | Steel | Steel | Coated & cathodic protection (sti-P3) |  | Fiberglass reinforced plastic |  |  |  | Catchment Basin, Single walled catchment basin | Automatic shutoff device At 95% full | Automatic shutoff device At 95% full |  |  | Continuous Automatic Tank Gauge |  | Automatic flow restrictor (MLLD) | Automatic flow restrictor (MLLD) |  |  | Annual line testing | Annual line testing |  | UST Currently In Use: 4; UST Temp Close: 0; AST Currently In Use: 0; AST Temp Closed: 0 | 4 | 0 | 3 | 26039-081-006294 | MBM 03 LLC
45354 | Currently in Use |  | 1989-01-01 |  | Petroleum | On road diesel | On road diesel | Retail | Steel | Steel | Coated & cathodic protection (sti-P3) |  | Fiberglass reinforced plastic |  |  |  | Catchment Basin, Single walled catchment basin | Flow Rest 90% Full | Flow Rest 90% Full |  |  | Continuous Automatic Tank Gauge |  | Automatic flow restrictor (MLLD) | Automatic flow restrictor (MLLD) |  |  | Annual line testing | Annual line testing |  | UST Currently In Use: 4; UST Temp Close: 0; AST Currently In Use: 0; AST Temp Closed: 0 | 4 | 0 | 3 | 26039-081-006294 | MBM 03 LLC
45355 | Currently in Use |  | 1995-02-08 |  | Petroleum | Unleaded gasoline | Unleaded gasoline | Bulk facility | Steel | Steel | Coated & cathodic protection (sti-P3) |  | Fiberglass reinforced plastic |  |  |  | Catchment Basin, Single walled catchment basin | Audible high level alarm At 90% full, Flow Rest 90% Full | Flow Rest 90% Full | Interstitial Monitoring within Secondary Containment | OTHER | Automatic Tank Gauge | [8 empty] | UST Currently In Use: 1; UST Temp Close: 0; AST Currently In Use: 0; AST Temp Closed: 0 | 1 | 0 | 0 | 19805-001-017396 | PRATTVILLE WATER WORKS BOARD
45356 | Permanently Closed | 2003-02-15 | 1994-03-29 | 2004-07-08 | Petroleum | Used oil | Used oil | Industrial | Fiberglass reinforced plastic | Fiberglass reinforced plastic |  |  | Fiberglass reinforced plastic |  | 1901-01-01 |  | Catchment Basin, EXEMPT | Other, EXEMPT | Other | Interstitial Monitoring within Secondary Containment | [10 empty] | UST Currently In Use: 0; UST Temp Close: 0; AST Currently In Use: 0; AST Temp Closed: 0 | 0 | 0 | 6 | 21271-015-015815 | CALHOUN CO MCCLELLAN DEVLP AUTHORITY
45357 | Cannot Locate or abandoned | 2000-02-15 | 1994-05-10 |  | Petroleum | On road diesel | On road diesel | Industrial | Double Wall, Fiberglass reinforced plastic | Fiberglass reinforced plastic |  |  | Fiberglass reinforced plastic |  | 1901-01-01 |  | Catchment Basin, Single walled catchment basin | Flow Rest 90% Full | Flow Rest 90% Full | Interstitial Monitoring within Secondary Containment |  | Automatic Tank Gauge | [8 empty] | UST Currently In Use: 0; UST Temp Close: 0; AST Currently In Use: 0; AST Temp Closed: 0 | 0 | 0 | 1 | 21271-015-015818 | CALHOUN CO MCCLELLAN DEVLP AUTHORITY
45358 | Permanently Closed | 2000-02-15 | 1994-05-09 | 2003-03-29 | Petroleum | Used oil | Used oil | Industrial, State/Federal Government | Fiberglass reinforced plastic | Fiberglass reinforced plastic |  |  | Fiberglass reinforced plastic |  | 1901-01-01 |  | Catchment Basin, EXEMPT | Flow Rest 90% Full, EXEMPT | Flow Rest 90% Full | Interstitial Monitoring within Secondary Containment | [10 empty] | UST Currently In Use: 0; UST Temp Close: 0; AST Currently In Use: 0; AST Temp Closed: 0 | 0 | 0 | 3 | 11953-015-015822 | US ARMY GARRISON/TRANSITION FORCE
45359 | Permanently Closed | 2006-09-05 | 1994-01-01 | 2004-01-01 | Petroleum | Other, OIL/H20 SE | Other | Industrial | Fiberglass reinforced plastic | Fiberglass reinforced plastic |  |  | Fiberglass reinforced plastic |  | 1901-01-01 |  | Catchment Basin, EXEMPT | Flow Rest 90% Full, EXEMPT | Flow Rest 90% Full | [11 empty] | UST Currently In Use: 0; UST Temp Close: 0; AST Currently In Use: 0; AST Temp Closed: 0 | 0 | 0 | 4 | 21271-015-015840 | CALHOUN CO MCCLELLAN DEVLP AUTHORITY
45360 | Permanently Closed | 2003-09-01 | 1994-01-01 | 2004-01-01 | Petroleum | Other, OIL/H20 SE | Other | Industrial | Fiberglass reinforced plastic | Fiberglass reinforced plastic |  |  | Fiberglass reinforced plastic |  | 1901-01-01 |  | Other, EXEMPT | Other, EXEMPT | Other | [11 empty] | UST Currently In Use: 0; UST Temp Close: 0; AST Currently In Use: 0; AST Temp Closed: 0 | 0 | 0 | 4 | 21271-015-015840 | CALHOUN CO MCCLELLAN DEVLP AUTHORITY
45361 | Permanently Closed | 1999-09-01 | 1994-01-01 | 2003-03-29 | Petroleum | Used oil | Used oil | Industrial, State/Federal Government | Fiberglass reinforced plastic | Fiberglass reinforced plastic |  |  | Fiberglass reinforced plastic |  | 1901-01-01 |  | Other, EXEMPT | Other, EXEMPT | Other | [11 empty] | UST Currently In Use: 0; UST Temp Close: 0; AST Currently In Use: 0; AST Temp Closed: 0 | 0 | 0 | 18 | 11953-015-015840 | US ARMY GARRISON/TRANSITION FORCE
45362 | Temporary Closed | 2020-06-30 | 1995-01-24 |  | Petroleum | Unleaded gasoline | Unleaded gasoline | Retail | Steel | Steel | Coated & cathodic protection (sti-P3) |  | Fiberglass reinforced plastic |  |  | Other, FLEX ISOLA | Catchment Basin, Single walled catchment basin | Automatic shutoff device At 95% full | Automatic shutoff device At 95% full |  |  | Automatic Tank Gauge, Statistical Inventory Reconciliation (SIR) | [8 empty] | UST Currently In Use: 0; UST Temp Close: 2; AST Currently In Use: 0; AST Temp Closed: 0 | 0 | 2 | 0 | 25787-121-017398 | ANIL DHANANI
45363 | Temporary Closed | 2020-06-30 | 1995-01-24 |  | Petroleum | Unleaded gasoline | Unleaded gasoline | Retail | Steel | Steel | Coated & cathodic protection (sti-P3) |  | Fiberglass reinforced plastic |  |  | Other, FLEX ISOLA | Catchment Basin, Single walled catchment basin | Automatic shutoff device At 95% full | Automatic shutoff device At 95% full |  |  | Automatic Tank Gauge, Statistical Inventory Reconciliation (SIR) | [8 empty] | UST Currently In Use: 0; UST Temp Close: 2; AST Currently In Use: 0; AST Temp Closed: 0 | 0 | 2 | 0 | 25787-121-017398 | ANIL DHANANI
45364 | Permanently Closed | 2012-04-27 | 1995-01-05 | 2013-04-29 | Petroleum | Unleaded gasoline | Unleaded gasoline | Local Government, Retail | Steel | Steel | Coated & cathodic protection (sti-P3) |  | Fiberglass reinforced plastic |  |  |  | Catchment Basin, Single walled catchment basin | Flow Rest 90% Full | Flow Rest 90% Full |  |  | Automatic Tank Gauge | [5 empty] | Annual line testing | Annual line testing |  | UST Currently In Use: 0; UST Temp Close: 0; AST Currently In Use: 0; AST Temp Closed: 0 | 0 | 0 | 8 | 11085-125-009898 | CITY OF TUSCALOOSA
45366 | Permanently Closed | 2012-04-27 | 1995-01-05 | 2013-04-29 | Petroleum | Premium gasoline | Premium gasoline | Local Government, Retail | Steel | Steel | Coated & cathodic protection (sti-P3) |  | Fiberglass reinforced plastic |  |  |  | Catchment Basin, Single walled catchment basin | Flow Rest 90% Full | Flow Rest 90% Full |  |  | Automatic Tank Gauge | [5 empty] | Annual line testing | Annual line testing |  | UST Currently In Use: 0; UST Temp Close: 0; AST Currently In Use: 0; AST Temp Closed: 0 | 0 | 0 | 8 | 11085-125-009898 | CITY OF TUSCALOOSA
45367 | Permanently Closed | 2012-04-27 | 1995-01-05 | 2013-04-29 | Petroleum | On road diesel | On road diesel | Local Government, Retail | Steel | Steel | Coated & cathodic protection (sti-P3) |  | Fiberglass reinforced plastic |  |  |  | Catchment Basin, Single walled catchment basin | Flow Rest 90% Full | Flow Rest 90% Full |  |  | Automatic Tank Gauge | [8 empty] | UST Currently In Use: 0; UST Temp Close: 0; AST Currently In Use: 0; AST Temp Closed: 0 | 0 | 0 | 8 | 11085-125-009898 | CITY OF TUSCALOOSA
45368 | Currently in Use |  | 1994-11-09 |  | Petroleum | Unleaded gasoline | Unleaded gasoline | Retail | Steel, 6R/4P/4D/4 | Steel | Coated & cathodic protection (sti-P3) |  | Double Wall, Fiberglass reinforced plastic |  | 2007-01-01 |  | Catchment Basin, Single walled catchment basin | Automatic shutoff device At 95% full | Automatic shutoff device At 95% full |  |  | Continuous Automatic Tank Gauge |  | Automatic flow restrictor (MLLD), Containment Sump | Containment Sump | Interstitial Monitoring within Secondary Containment | SENSOR TO ATG |  |  |  | UST Currently In Use: 1; UST Temp Close: 0; AST Currently In Use: 0; AST Temp Closed: 0 | 1 | 0 | 2 | 25049-029-012694 | CHEATWOOD SERVICE STATION LLC
45369 | Temporary Closed | 2018-07-29 | 1994-04-01 |  | Petroleum | On road diesel | On road diesel | Industrial | Fiberglass reinforced plastic, MANIFOLDED | Fiberglass reinforced plastic |  |  | Double Wall, Fiberglass reinforced plastic |  | 1901-01-01 |  | Catchment Basin, Single walled catchment basin | Flow Rest 90% Full | Flow Rest 90% Full |  |  | Automatic Tank Gauge |  | Automatic flow restrictor (MLLD), Containment Sump | Containment Sump | Interstitial Monitoring within Secondary Containment | MANUAL/VISUAL CHECK |  |  |  | UST Currently In Use: 0; UST Temp Close: 3; AST Currently In Use: 0; AST Temp Closed: 0 | 0 | 3 | 0 | 24614-055-017400 | CELADON TRUCKING
45370 | Temporary Closed | 2018-07-28 | 1994-04-01 |  | Petroleum | On road diesel | On road diesel | Industrial | Fiberglass reinforced plastic, MANIFOLDED | Fiberglass reinforced plastic |  |  | Other, NO LINES |  | 1901-01-01 |  | Catchment Basin, Single walled catchment basin | Flow Rest 90% Full | Flow Rest 90% Full |  |  | Automatic Tank Gauge | [8 empty] | UST Currently In Use: 0; UST Temp Close: 3; AST Currently In Use: 0; AST Temp Closed: 0 | 0 | 3 | 0 | 24614-055-017400 | CELADON TRUCKING
45371 | Temporary Closed | 2018-07-28 | 1994-04-01 |  | Petroleum | On road diesel | On road diesel | Industrial | Fiberglass reinforced plastic, MANIFOLDED | Fiberglass reinforced plastic |  |  | Double Wall, Fiberglass reinforced plastic |  | 1901-01-01 |  | Catchment Basin, Single walled catchment basin | Flow Rest 90% Full | Flow Rest 90% Full |  |  | Automatic Tank Gauge |  | Automatic flow restrictor (MLLD), Containment Sump | Containment Sump | Interstitial Monitoring within Secondary Containment | MANUAL/VISUAL CHECK |  |  |  | UST Currently In Use: 0; UST Temp Close: 3; AST Currently In Use: 0; AST Temp Closed: 0 | 0 | 3 | 0 | 24614-055-017400 | CELADON TRUCKING
45372 | Permanently Closed | 2020-04-01 | 1995-01-05 | 2021-01-18 | Petroleum | Unleaded gasoline | Unleaded gasoline | Industrial | Double Wall, Fiberglass reinforced plastic | Fiberglass reinforced plastic |  |  | Double Wall, Flexible, WHTE TCONT | SA&TCI | 1901-01-01 |  | Catchment Basin, Single walled catchment basin | Flow Rest 90% Full | Flow Rest 90% Full | Interstitial Monitoring within Secondary Containment |  | Automatic Tank Gauge |  | Automatic flow restrictor (MLLD) | Automatic flow restrictor (MLLD) | Interstitial Monitoring within Secondary Containment |  | Annual line testing | Annual line testing |  | UST Currently In Use: 0; UST Temp Close: 0; AST Currently In Use: 0; AST Temp Closed: 0 | 0 | 0 | 1 | 12350-073-017401 | HERTZ CORPORATION
45373 | Currently in Use |  | 1995-02-21 |  | Petroleum | Unleaded gasoline | Unleaded gasoline | Retail | Fiberglass reinforced plastic | Fiberglass reinforced plastic |  |  | Fiberglass reinforced plastic |  | 1901-01-01 | None | Catchment Basin, Single walled catchment basin | Automatic shutoff device At 95% full | Automatic shutoff device At 95% full |  |  | Continuous Automatic Tank Gauge |  | Automatic flow restrictor (MLLD) | Automatic flow restrictor (MLLD) | Interstitial Monitoring within Secondary Containment |  | Annual line testing, Continuous alarm system | Continuous alarm system |  | UST Currently In Use: 2; UST Temp Close: 0; AST Currently In Use: 0; AST Temp Closed: 0 | 2 | 0 | 0 | 25391-101-017402 | CONGRESSMAN 2017 INC
45376 | Currently in Use |  | 1995-02-21 |  | Petroleum | Premium gasoline | Premium gasoline | Retail | Fiberglass reinforced plastic | Fiberglass reinforced plastic |  |  | Fiberglass reinforced plastic |  | 1901-01-01 | None | Catchment Basin, Single walled catchment basin | Automatic shutoff device At 95% full | Automatic shutoff device At 95% full |  |  | Continuous Automatic Tank Gauge |  | Automatic flow restrictor (MLLD) | Automatic flow restrictor (MLLD) | Interstitial Monitoring within Secondary Containment |  | Annual line testing, Continuous alarm system | Continuous alarm system |  | UST Currently In Use: 2; UST Temp Close: 0; AST Currently In Use: 0; AST Temp Closed: 0 | 2 | 0 | 0 | 25391-101-017402 | CONGRESSMAN 2017 INC
45377 | Permanently Closed | 2005-01-01 | 1994-04-15 | 2015-12-01 | Petroleum | Unleaded gasoline | Unleaded gasoline | Local government | Fiberglass reinforced plastic | Fiberglass reinforced plastic |  |  | Fiberglass reinforced plastic |  | 1901-01-01 |  | Catchment Basin, Single walled catchment basin | Automatic shutoff device At 95% full | Automatic shutoff device At 95% full |  |  | Automatic Tank Gauge | [8 empty] | UST Currently In Use: 0; UST Temp Close: 0; AST Currently In Use: 0; AST Temp Closed: 0 | 0 | 0 | 1 | 11736-055-017404 | ETOWAH COUNTY COMMISSION
45378 | Permanently Closed | 2003-12-31 | 1992-08-25 | 2004-07-21 | Petroleum | Unleaded gasoline | Unleaded gasoline | Retail | Steel | Steel | Coated & cathodic protection (sti-P3) |  | Fiberglass reinforced plastic |  | 1901-01-01 | Other, TAPED | Catchment Basin, Single walled catchment basin | Automatic shutoff device At 95% full, Flow Rest 90% Full | Flow Rest 90% Full | [11 empty] | UST Currently In Use: 0; UST Temp Close: 0; AST Currently In Use: 0; AST Temp Closed: 0 | 0 | 0 | 3 | 16045-015-013946 | DOT WRIGHT
45379 | Permanently Closed | 2009-09-09 | 1909-09-08 23:00 | 1995-04-20 | Petroleum | On road diesel | On road diesel | Industrial | [6 empty] | 1901-01-01 | [15 empty] | UST Currently In Use: 0; UST Temp Close: 0; AST Currently In Use: 0; AST Temp Closed: 0 | 0 | 0 | 2 | 19815-033-017406 | RETREADING L C/O GOODYEAR TIRE CO
45380 | Permanently Closed | 2009-09-09 | 1909-09-08 23:00 | 1995-04-20 | Petroleum | Used oil | Used oil | Industrial | [6 empty] | 1901-01-01 | [15 empty] | UST Currently In Use: 0; UST Temp Close: 0; AST Currently In Use: 0; AST Temp Closed: 0 | 0 | 0 | 2 | 19815-033-017406 | RETREADING L C/O GOODYEAR TIRE CO
45381 | Currently in Use |  | 1995-01-23 |  | Petroleum | Unleaded gasoline | Unleaded gasoline | Industrial | Double Wall, Fiberglass reinforced plastic | Fiberglass reinforced plastic |  |  | Double Wall, Flexible |  | 1901-01-01 | None | Catchment Basin, Single walled catchment basin | Audible high level alarm At 90% full, Automatic shutoff device At 95% full, Flow Rest 90% Full | Flow Rest 90% Full |  | SENSOR TO ATG | Continuous Automatic Tank Gauge | Single walled submersible pump containment sump | Automatic shutoff device (AELLD), Containment Sump | Containment Sump | Interstitial Monitoring within Secondary Containment | SENSOR TO ATG |  |  |  | UST Currently In Use: 2; UST Temp Close: 0; AST Currently In Use: 0; AST Temp Closed: 0 | 2 | 0 | 4 | 10146-127-011565 | ALABAMA POWER COMPANY
45382 | Currently in Use |  | 1995-01-23 |  | Petroleum | On road diesel | On road diesel | Industrial | Double Wall, Fiberglass reinforced plastic | Fiberglass reinforced plastic |  |  | Double Wall, Flexible |  | 1901-01-01 | None | Catchment Basin, Single walled catchment basin | Audible high level alarm At 90% full, Automatic shutoff device At 95% full, Flow Rest 90% Full | Flow Rest 90% Full |  | SENSOR TO ATG | Continuous Automatic Tank Gauge |  | Automatic shutoff device (AELLD), Containment Sump | Containment Sump | Interstitial Monitoring within Secondary Containment | SENSOR TO ATG |  |  |  | UST Currently In Use: 2; UST Temp Close: 0; AST Currently In Use: 0; AST Temp Closed: 0 | 2 | 0 | 4 | 10146-127-011565 | ALABAMA POWER COMPANY
45383 | Currently in Use |  | 1993-10-21 |  | Petroleum | Unleaded gasoline | Unleaded gasoline | Retail | Steel | Steel | Coated & cathodic protection (sti-P3) |  | Fiberglass reinforced plastic |  |  | Other, FLXS ISOLA | Catchment Basin, Single walled catchment basin | Automatic shutoff device At 95% full | Automatic shutoff device At 95% full |  |  | Automatic Tank Gauge |  | Automatic flow restrictor (MLLD), Containment Sump | Containment Sump | Interstitial Monitoring within Secondary Containment | MANUAL/VISUAL CHECK |  |  |  | UST Currently In Use: 4; UST Temp Close: 0; AST Currently In Use: 0; AST Temp Closed: 0 | 4 | 0 | 0 | 20759-045-017408 | SOUTHWEST GEORGIA OIL COMPANY
45386 | Currently in Use |  | 1993-10-21 |  | Petroleum | Premium gasoline | Premium gasoline | Retail | Steel | Steel | Coated & cathodic protection (sti-P3) |  | Fiberglass reinforced plastic |  |  | Other, FLXS ISOLA | Catchment Basin, Single walled catchment basin | Automatic shutoff device At 95% full | Automatic shutoff device At 95% full |  |  | Automatic Tank Gauge |  | Automatic flow restrictor (MLLD), Containment Sump | Containment Sump | Interstitial Monitoring within Secondary Containment | MANUAL/VISUAL CHECK |  |  |  | UST Currently In Use: 4; UST Temp Close: 0; AST Currently In Use: 0; AST Temp Closed: 0 | 4 | 0 | 0 | 20759-045-017408 | SOUTHWEST GEORGIA OIL COMPANY
45389 | Currently in Use |  | 1993-10-21 |  | Petroleum | On road diesel | On road diesel | Retail | Steel | Steel | Coated & cathodic protection (sti-P3) |  | Fiberglass reinforced plastic |  |  | Other, FLXS ISOLA | Catchment Basin, Single walled catchment basin | Automatic shutoff device At 95% full | Automatic shutoff device At 95% full |  |  | Automatic Tank Gauge |  | Automatic flow restrictor (MLLD), Containment Sump | Containment Sump | Interstitial Monitoring within Secondary Containment | MANUAL/VISUAL CHECK |  |  |  | UST Currently In Use: 4; UST Temp Close: 0; AST Currently In Use: 0; AST Temp Closed: 0 | 4 | 0 | 0 | 20759-045-017408 | SOUTHWEST GEORGIA OIL COMPANY
45392 | Currently in Use |  | 1993-10-21 |  | Petroleum | On road diesel | On road diesel | Retail | Steel | Steel | Coated & cathodic protection (sti-P3) |  | Fiberglass reinforced plastic |  |  | Other, FLXS ISOLA | Catchment Basin, Single walled catchment basin | Automatic shutoff device At 95% full | Automatic shutoff device At 95% full |  |  | Automatic Tank Gauge |  | Automatic flow restrictor (MLLD), Containment Sump | Containment Sump | Interstitial Monitoring within Secondary Containment | MANUAL/VISUAL CHECK |  |  |  | UST Currently In Use: 4; UST Temp Close: 0; AST Currently In Use: 0; AST Temp Closed: 0 | 4 | 0 | 0 | 20759-045-017408 | SOUTHWEST GEORGIA OIL COMPANY
45393 | Currently in Use |  | 1995-02-25 |  | Petroleum | On road diesel | On road diesel | Industrial | Double Wall, Fiberglass reinforced plastic | Fiberglass reinforced plastic |  |  | Double Wall, Fiberglass reinforced plastic |  | 1995-02-25 |  | Catchment Basin, REMOTFIL | Audible high level alarm At 90% full | Audible high level alarm At 90% full |  | SENSOR TO ATG | Continuous Automatic Tank Gauge |  | Automatic flow restrictor (MLLD), Containment Sump | Containment Sump | Interstitial Monitoring within Secondary Containment | SENSOR TO ATG | Continuous alarm system | Continuous alarm system |  | UST Currently In Use: 1; UST Temp Close: 0; AST Currently In Use: 0; AST Temp Closed: 0 | 1 | 0 | 0 | 25545-073-017409 | MESSER LLC
45394 | Permanently Closed | 2015-08-01 | 1994-12-09 | 2015-08-12 | Petroleum | Unleaded gasoline | Unleaded gasoline | Industrial | Single Wall, Steel | Steel | Coated & cathodic protection (sti-P3) |  | Fiberglass reinforced plastic, Single Wall |  |  |  | Catchment Basin, Single walled catchment basin | Automatic shutoff device At 95% full | Automatic shutoff device At 95% full |  |  | Continuous Automatic Tank Gauge | [8 empty] | UST Currently In Use: 0; UST Temp Close: 0; AST Currently In Use: 0; AST Temp Closed: 0 | 0 | 0 | 8 | 10125-073-008786 | SPIRE ALABAMA INC.
45395 | Permanently Closed | 2015-08-01 | 1994-12-09 | 2015-08-12 | Petroleum | Unleaded gasoline | Unleaded gasoline | Industrial | Single Wall, Steel | Steel | Coated & cathodic protection (sti-P3) |  | Fiberglass reinforced plastic, Single Wall |  |  |  | Catchment Basin, Single walled catchment basin | Automatic shutoff device At 95% full | Automatic shutoff device At 95% full |  |  | Continuous Automatic Tank Gauge | [8 empty] | UST Currently In Use: 0; UST Temp Close: 0; AST Currently In Use: 0; AST Temp Closed: 0 | 0 | 0 | 8 | 10125-073-008786 | SPIRE ALABAMA INC.
45396 | Temporary Closed | 2014-04-01 | 1988-01-01 |  | Petroleum | Unleaded gasoline | Unleaded gasoline | Retail | Steel | Steel | Coated & cathodic protection (sti-P3) |  | Steel |  |  | Galvanic Cathodic | Catchment Basin, Single walled catchment basin | Automatic shutoff device At 95% full | Automatic shutoff device At 95% full |  |  | Statistical Inventory Reconciliation (SIR) | [8 empty] | UST Currently In Use: 0; UST Temp Close: 3; AST Currently In Use: 0; AST Temp Closed: 0 | 0 | 3 | 0 | 23197-081-017411 | JAMES T. BAILEY, SR.
45397 | Temporary Closed | 2005-03-01 | 1988-01-01 |  | Petroleum | Mid-grade gasoline | Mid-grade gasoline | Retail | Steel | Steel | Coated & cathodic protection (sti-P3) |  | Steel |  |  | Galvanic Cathodic | Catchment Basin, Single walled catchment basin | Automatic shutoff device At 95% full | Automatic shutoff device At 95% full |  |  | Statistical Inventory Reconciliation (SIR) | [8 empty] | UST Currently In Use: 0; UST Temp Close: 3; AST Currently In Use: 0; AST Temp Closed: 0 | 0 | 3 | 0 | 23197-081-017411 | JAMES T. BAILEY, SR.
45398 | Temporary Closed | 2014-04-01 | 1988-01-01 |  | Petroleum | Unleaded gasoline | Unleaded gasoline | Retail | Steel | Steel | Coated & cathodic protection (sti-P3) |  | Steel |  |  | Galvanic Cathodic | Catchment Basin, Single walled catchment basin | Automatic shutoff device At 95% full | Automatic shutoff device At 95% full |  |  | Statistical Inventory Reconciliation (SIR) | [8 empty] | UST Currently In Use: 0; UST Temp Close: 3; AST Currently In Use: 0; AST Temp Closed: 0 | 0 | 3 | 0 | 23197-081-017411 | JAMES T. BAILEY, SR.
45399 | Currently in Use |  | 1995-02-20 |  | Petroleum | Unleaded gasoline | Unleaded gasoline | Retail | Single Wall, Steel, UNLEAD #1 | Steel | Coated & cathodic protection (sti-P3) |  | Double Wall, Fiberglass reinforced plastic |  |  |  | Catchment Basin, Single walled catchment basin | Flow Rest 90% Full | Flow Rest 90% Full |  |  | Continuous Automatic Tank Gauge | Single walled submersible pump containment sump | Automatic shutoff device (AELLD) | Automatic shutoff device (AELLD) |  |  | Automatic electronic line leak detector (AELLD) | Automatic electronic line leak detector (AELLD) |  | UST Currently In Use: 3; UST Temp Close: 0; AST Currently In Use: 0; AST Temp Closed: 0 | 3 | 0 | 0 | 25276-127-017412 | KHUSH PROPERTIES LLC
45400 | Currently in Use |  | 1995-02-20 |  | Petroleum | Premium gasoline | Premium gasoline | Retail | Single Wall, Steel | Steel | Coated & cathodic protection (sti-P3) |  | Double Wall, Fiberglass reinforced plastic |  |  |  | Catchment Basin, Single walled catchment basin | Flow Rest 90% Full | Flow Rest 90% Full |  |  | Continuous Automatic Tank Gauge | Single walled submersible pump containment sump | Automatic shutoff device (AELLD) | Automatic shutoff device (AELLD) |  |  | Automatic electronic line leak detector (AELLD) | Automatic electronic line leak detector (AELLD) |  | UST Currently In Use: 3; UST Temp Close: 0; AST Currently In Use: 0; AST Temp Closed: 0 | 3 | 0 | 0 | 25276-127-017412 | KHUSH PROPERTIES LLC
45401 | Currently in Use |  | 1995-02-20 |  | Petroleum | Unleaded gasoline | Unleaded gasoline | Retail | Single Wall, Steel, UNLEAD #2 | Steel | Coated & cathodic protection (sti-P3) |  | Double Wall, Fiberglass reinforced plastic |  |  |  | Catchment Basin, Single walled catchment basin | Flow Rest 90% Full | Flow Rest 90% Full |  |  | Continuous Automatic Tank Gauge | Single walled submersible pump containment sump | Automatic shutoff device (AELLD) | Automatic shutoff device (AELLD) |  |  | Automatic electronic line leak detector (AELLD) | Automatic electronic line leak detector (AELLD) |  | UST Currently In Use: 3; UST Temp Close: 0; AST Currently In Use: 0; AST Temp Closed: 0 | 3 | 0 | 0 | 25276-127-017412 | KHUSH PROPERTIES LLC
45402 | Permanently Closed | 1997-04-01 | 1971-01-02 | 1997-10-16 | Petroleum | Unleaded gasoline | Unleaded gasoline | Retail | Steel | Steel |  | Painted or None | Steel |  | 1901-01-01 | None | [14 empty] | UST Currently In Use: 0; UST Temp Close: 0; AST Currently In Use: 0; AST Temp Closed: 0 | 0 | 0 | 2 | 19824-073-017413 | SUSAN O'REILLY
45403 | Permanently Closed | 1997-04-01 | 1971-01-02 | 1997-10-16 | Petroleum | Unleaded gasoline | Unleaded gasoline | Retail | Steel | Steel |  | Painted or None | Steel |  | 1901-01-01 | None | [14 empty] | UST Currently In Use: 0; UST Temp Close: 0; AST Currently In Use: 0; AST Temp Closed: 0 | 0 | 0 | 2 | 19824-073-017413 | SUSAN O'REILLY
45404 | Permanently Closed | 2004-06-01 | 1989-02-21 | 2004-09-14 | Petroleum | Unleaded gasoline | Unleaded gasoline | Retail | Steel | Steel | Interior lined (not allowed as a standalone method of corrosion protection) |  | Fiberglass reinforced plastic |  | 1901-01-01 |  | Catchment Basin, Single walled catchment basin | Audible high level alarm At 90% full, Automatic shutoff device At 95% full, Flow Rest 90% Full | Flow Rest 90% Full |  |  | Continuous Automatic Tank Gauge, Statistical Inventory Reconciliation (SIR) | [5 empty] | Annual line testing, Statistical inventory reconciliation (SIR) | Statistical inventory reconciliation (SIR) |  | UST Currently In Use: 0; UST Temp Close: 0; AST Currently In Use: 0; AST Temp Closed: 0 | 0 | 0 | 4 | 21977-073-017414 | SOUTHMONT DEVELOPMENT CO.
45405 | Permanently Closed | 2004-06-01 | 1989-02-21 | 2004-09-14 | Petroleum | Mid-grade gasoline | Mid-grade gasoline | Retail | Steel | Steel | Interior lined (not allowed as a standalone method of corrosion protection) |  | Fiberglass reinforced plastic |  | 1901-01-01 |  | Catchment Basin, Single walled catchment basin | Audible high level alarm At 90% full, Automatic shutoff device At 95% full, Flow Rest 90% Full | Flow Rest 90% Full |  |  | Continuous Automatic Tank Gauge, Statistical Inventory Reconciliation (SIR) | [5 empty] | Annual line testing, Statistical inventory reconciliation (SIR) | Statistical inventory reconciliation (SIR) |  | UST Currently In Use: 0; UST Temp Close: 0; AST Currently In Use: 0; AST Temp Closed: 0 | 0 | 0 | 4 | 21977-073-017414 | SOUTHMONT DEVELOPMENT CO.
45406 | Permanently Closed | 2004-06-01 | 1989-02-21 | 2004-09-14 | Petroleum | Premium gasoline | Premium gasoline | Retail | Steel | Steel | Interior lined (not allowed as a standalone method of corrosion protection) |  | Fiberglass reinforced plastic |  | 1901-01-01 |  | Catchment Basin, Single walled catchment basin | Audible high level alarm At 90% full, Automatic shutoff device At 95% full, Flow Rest 90% Full | Flow Rest 90% Full |  |  | Continuous Automatic Tank Gauge, Statistical Inventory Reconciliation (SIR) | [5 empty] | Annual line testing, Statistical inventory reconciliation (SIR) | Statistical inventory reconciliation (SIR) |  | UST Currently In Use: 0; UST Temp Close: 0; AST Currently In Use: 0; AST Temp Closed: 0 | 0 | 0 | 4 | 21977-073-017414 | SOUTHMONT DEVELOPMENT CO.
45407 | Permanently Closed | 2004-06-01 | 1989-02-21 | 2004-09-14 | Petroleum | On road diesel | On road diesel | Retail | Steel | Steel | Interior lined (not allowed as a standalone method of corrosion protection) |  | Fiberglass reinforced plastic |  | 1901-01-01 |  | Catchment Basin, Single walled catchment basin | Audible high level alarm At 90% full, Automatic shutoff device At 95% full | Automatic shutoff device At 95% full |  |  | Continuous Automatic Tank Gauge, Statistical Inventory Reconciliation (SIR) | [5 empty] | Annual line testing, Statistical inventory reconciliation (SIR) | Statistical inventory reconciliation (SIR) |  | UST Currently In Use: 0; UST Temp Close: 0; AST Currently In Use: 0; AST Temp Closed: 0 | 0 | 0 | 4 | 21977-073-017414 | SOUTHMONT DEVELOPMENT CO.
45408 | Permanently Closed | 1998-04-14 | 1901-01-01 | 1998-04-14 | Petroleum | Unleaded gasoline | Unleaded gasoline | Retail | Fiberglass coated steel | Fiberglass coated steel |  |  | Steel |  | 1901-01-01 | None | Catchment Basin, Single walled catchment basin | Flow Rest 90% Full | Flow Rest 90% Full | [8 empty] | Annual line testing | Annual line testing |  | UST Currently In Use: 1; UST Temp Close: 0; AST Currently In Use: 0; AST Temp Closed: 0 | 1 | 0 | 3 | 24060-125-017415 | HUSSAIN MEGHANI
45409 | Permanently Closed | 2009-05-29 | 1998-04-13 | 2012-10-11 | Petroleum | Unleaded gasoline | Unleaded gasoline | Retail | Steel | Steel | Coated & cathodic protection (sti-P3), Field installed cathodic protection |  | Steel |  |  | Field installed cathodic protection | Catchment Basin, Single walled catchment basin | Automatic shutoff device At 95% full, Flow Rest 90% Full | Flow Rest 90% Full |  |  | Statistical Inventory Reconciliation (SIR) | [5 empty] | Statistical inventory reconciliation (SIR) | Statistical inventory reconciliation (SIR) |  | UST Currently In Use: 1; UST Temp Close: 0; AST Currently In Use: 0; AST Temp Closed: 0 | 1 | 0 | 3 | 24060-125-017415 | HUSSAIN MEGHANI
45410 | Currently in Use |  | 1972-01-01 |  | Petroleum | Unleaded gasoline | Unleaded gasoline | Local government | Steel | Steel | Field installed cathodic protection |  | Double Wall, Fiberglass reinforced plastic |  |  | Other, FLXS ISOLA | Catchment Basin, Single walled catchment basin | Automatic shutoff device At 95% full | Automatic shutoff device At 95% full |  |  | Continuous Automatic Tank Gauge |  | Automatic flow restrictor (MLLD), Containment Sump | Containment Sump |  |  | Annual line testing | Annual line testing |  | UST Currently In Use: 2; UST Temp Close: 0; AST Currently In Use: 0; AST Temp Closed: 0 | 2 | 0 | 0 | 11063-113-017416 | CITY OF PHENIX CITY ALABAMA
45413 | Currently in Use |  | 1972-01-01 |  | Petroleum | On road diesel | On road diesel | Local government | Steel | Steel | Field installed cathodic protection |  | Double Wall, Fiberglass reinforced plastic |  |  | Other, FLXS ISOLA | Catchment Basin, Single walled catchment basin | Automatic shutoff device At 95% full | Automatic shutoff device At 95% full |  |  | Continuous Automatic Tank Gauge |  | Automatic flow restrictor (MLLD), Containment Sump | Containment Sump |  |  | Annual line testing | Annual line testing |  | UST Currently In Use: 2; UST Temp Close: 0; AST Currently In Use: 0; AST Temp Closed: 0 | 2 | 0 | 0 | 11063-113-017416 | CITY OF PHENIX CITY ALABAMA
45415 | Currently in Use |  | 1994-07-01 |  | Petroleum | Unleaded gasoline | Unleaded gasoline | Retail | Steel | Steel | Coated & cathodic protection (sti-P3) |  | Fiberglass reinforced plastic |  |  | Other, FLXS ISOLA | Catchment Basin, Single walled catchment basin | Flow Rest 90% Full | Flow Rest 90% Full |  |  | Statistical Inventory Reconciliation (SIR) | [8 empty] | UST Currently In Use: 1; UST Temp Close: 0; AST Currently In Use: 0; AST Temp Closed: 0 | 1 | 0 | 2 | 24030-123-005576 | SALMA AKTER
45416 | Currently in Use |  | 1995-03-01 |  | Petroleum | Unleaded gasoline | Unleaded gasoline | Retail | Fiberglass coated steel | Fiberglass coated steel |  |  | Double Wall, Flexible, POLYTECH |  | 1901-01-01 | None | Catchment Basin, Single walled catchment basin | Automatic shutoff device At 95% full | Automatic shutoff device At 95% full |  |  | Continuous Automatic Tank Gauge |  | Automatic shutoff device (AELLD) | Automatic shutoff device (AELLD) | Interstitial Monitoring within Secondary Containment |  | Continuous alarm system | Continuous alarm system |  | UST Currently In Use: 2; UST Temp Close: 0; AST Currently In Use: 0; AST Temp Closed: 0 | 2 | 0 | 8 | 13364-109-009835 | MCKENZIE OIL COMPANY, INC.
45417 | Currently in Use |  | 1995-03-01 |  | Petroleum | Unleaded gasoline | Unleaded gasoline | Retail | Fiberglass coated steel | Fiberglass coated steel |  |  | Double Wall, Flexible, POLYTECH |  | 1901-01-01 | None | Catchment Basin, Single walled catchment basin | Automatic shutoff device At 95% full | Automatic shutoff device At 95% full |  |  | Continuous Automatic Tank Gauge |  | Automatic shutoff device (AELLD) | Automatic shutoff device (AELLD) | Interstitial Monitoring within Secondary Containment |  | Continuous alarm system | Continuous alarm system |  | UST Currently In Use: 2; UST Temp Close: 0; AST Currently In Use: 0; AST Temp Closed: 0 | 2 | 0 | 8 | 13364-109-009835 | MCKENZIE OIL COMPANY, INC.
45418 | Permanently Closed | 1998-10-26 | 1911-01-01 | 1998-10-26 | Petroleum | Unleaded gasoline | Unleaded gasoline | Retail | Steel | Steel |  | Painted or None | Steel |  | 1901-01-01 | [12 empty] | Annual line testing | Annual line testing |  | UST Currently In Use: 2; UST Temp Close: 0; AST Currently In Use: 0; AST Temp Closed: 0 | 2 | 0 | 3 | 24420-117-003503 | SPRING CREEK PROPERTIES LLC
45419 | Permanently Closed | 2016-12-20 | 1995-02-13 | 2016-12-20 | Petroleum | On road diesel | On road diesel | Emergency Power Generator, State/Federal Government | Fiberglass reinforced plastic | Fiberglass reinforced plastic |  |  | Fiberglass reinforced plastic |  | 1901-01-01 |  | Catchment Basin, Single walled catchment basin | Audible high level alarm At 90% full, Automatic shutoff device At 95% full, Flow Rest 90% Full | Flow Rest 90% Full |  | PIT LINER | Automatic Tank Gauge |  | Containment Sump | Containment Sump | [5 empty] | UST Currently In Use: 0; UST Temp Close: 0; AST Currently In Use: 0; AST Temp Closed: 0 | 0 | 0 | 1 | 15048-101-017417 | U S AIR FORCE
45420 | Permanently Closed | 2010-04-02 | 1995-02-01 | 2011-06-03 | Petroleum | On road diesel | On road diesel | Emergency Power Generator, State/Federal Government | Fiberglass reinforced plastic | Fiberglass reinforced plastic |  |  | Fiberglass reinforced plastic |  | 1901-01-01 |  | Catchment Basin, Single walled catchment basin | Audible high level alarm At 90% full, Automatic shutoff device At 95% full, Flow Rest 90% Full | Flow Rest 90% Full |  | PIT LINER | Automatic Tank Gauge | [8 empty] | UST Currently In Use: 0; UST Temp Close: 0; AST Currently In Use: 0; AST Temp Closed: 0 | 0 | 0 | 1 | 15048-101-017418 | U S AIR FORCE
45421 | Permanently Closed | 2014-01-01 | 1994-09-09 | 2014-08-25 | Petroleum | Used oil | Used oil | State/federal government | Fiberglass reinforced plastic | Fiberglass reinforced plastic |  |  | Fiberglass reinforced plastic |  | 1901-01-01 |  | Catchment Basin, EXEMPT | Audible high level alarm At 90% full, Automatic shutoff device At 95% full, Flow Rest 90% Full, EXEMPT | Flow Rest 90% Full |  | PIT LINER | Automatic Tank Gauge |  | Containment Sump | Containment Sump | [5 empty] | UST Currently In Use: 0; UST Temp Close: 0; AST Currently In Use: 0; AST Temp Closed: 0 | 0 | 0 | 1 | 15048-101-017419 | U S AIR FORCE
45422 | Permanently Closed | 2007-01-11 | 1995-02-13 | 2007-01-11 | Petroleum | Used oil | Used oil | Bulk facility, State/Federal Government | Fiberglass reinforced plastic | Fiberglass reinforced plastic |  |  | Fiberglass reinforced plastic |  | 1901-01-01 | None | Catchment Basin, EXEMPT | Audible high level alarm At 90% full, Automatic shutoff device At 95% full, Flow Rest 90% Full, EXEMPT | Flow Rest 90% Full |  | PIT LINER | Automatic Tank Gauge | [8 empty] | UST Currently In Use: 3; UST Temp Close: 0; AST Currently In Use: 0; AST Temp Closed: 0 | 3 | 0 | 1 | 15048-101-017420 | U S AIR FORCE
45423 | Permanently Closed | 2000-02-14 | 1995-04-13 | 2000-02-14 | Petroleum | On road diesel | On road diesel | Bulk facility, Emergency Power Generator, State/Federal Government | Fiberglass reinforced plastic | Fiberglass reinforced plastic |  |  | Fiberglass reinforced plastic |  | 1901-01-01 |  | Catchment Basin, Single walled catchment basin | Audible high level alarm At 90% full, Automatic shutoff device At 95% full, Flow Rest 90% Full | Flow Rest 90% Full |  | PIT LINER | Automatic Tank Gauge | [8 empty] | UST Currently In Use: 0; UST Temp Close: 0; AST Currently In Use: 0; AST Temp Closed: 0 | 0 | 0 | 1 | 15048-101-017421 | U S AIR FORCE
45424 | Currently in Use |  | 1995-01-19 |  | Petroleum | On road diesel | On road diesel | Emergency Power Generator, State/Federal Government | Fiberglass reinforced plastic | Fiberglass reinforced plastic |  |  | Fiberglass reinforced plastic |  | 1901-01-01 |  | Catchment Basin, Single walled catchment basin | Audible high level alarm At 90% full, Automatic shutoff device At 95% full, Flow Rest 90% Full | Flow Rest 90% Full | Interstitial Monitoring within Secondary Containment | SENSOR TO ATG | Automatic Tank Gauge |  | Containment Sump | Containment Sump |  | SENSOR TO ATG | Continuous alarm system | Continuous alarm system |  | UST Currently In Use: 1; UST Temp Close: 0; AST Currently In Use: 0; AST Temp Closed: 0 | 1 | 0 | 0 | 15048-101-017422 | U S AIR FORCE
45425 | Permanently Closed | 1996-03-01 | 1995-12-16 | 1996-03-14 | Petroleum | On road diesel | On road diesel | Bulk facility, Emergency Power Generator, State/Federal Government | Fiberglass reinforced plastic | Fiberglass reinforced plastic |  |  | Fiberglass reinforced plastic |  | 1901-01-01 | None | Catchment Basin, Single walled catchment basin | Audible high level alarm At 90% full, Automatic shutoff device At 95% full, Flow Rest 90% Full | Flow Rest 90% Full |  | PIT LINER | Automatic Tank Gauge | [8 empty] | UST Currently In Use: 0; UST Temp Close: 0; AST Currently In Use: 0; AST Temp Closed: 0 | 0 | 0 | 1 | 15048-101-017423 | U S AIR FORCE
45431 | Currently in Use |  | 1995-02-01 |  | Petroleum | Mid-grade gasoline | Mid-grade gasoline | Retail | Steel | Steel | Coated & cathodic protection (sti-P3) |  | Flexible |  |  |  | Catchment Basin, Single walled catchment basin | Automatic shutoff device At 95% full | Automatic shutoff device At 95% full |  |  | Continuous Automatic Tank Gauge | [8 empty] | UST Currently In Use: 3; UST Temp Close: 0; AST Currently In Use: 0; AST Temp Closed: 0 | 3 | 0 | 0 | 13929-003-015598 | PRINCE OIL COMPANY, INC.
45432 | Currently in Use |  | 1995-03-22 |  | Petroleum | Unleaded gasoline | Unleaded gasoline | Retail | Steel | Steel | Coated & cathodic protection (sti-P3) |  | Fiberglass reinforced plastic |  |  | Other, FLXS ISOLA | Catchment Basin, Single walled catchment basin | Flow Rest 90% Full | Flow Rest 90% Full |  |  | Automatic Tank Gauge |  | Automatic shutoff device (AELLD), Containment Sump | Containment Sump | [5 empty] | UST Currently In Use: 3; UST Temp Close: 0; AST Currently In Use: 0; AST Temp Closed: 0 | 3 | 0 | 5 | 23306-097-006050 | NILPRAKASH INC DBA SO BAMA BAIT/TACK
45433 | Currently in Use |  | 1995-03-22 |  | Petroleum | Premium gasoline | Premium gasoline | Retail | Steel | Steel | Coated & cathodic protection (sti-P3) |  | Fiberglass reinforced plastic |  |  | Other, FLXS ISOLA | Catchment Basin, Single walled catchment basin | Flow Rest 90% Full | Flow Rest 90% Full |  |  | Automatic Tank Gauge |  | Automatic shutoff device (AELLD), Containment Sump | Containment Sump | [5 empty] | UST Currently In Use: 3; UST Temp Close: 0; AST Currently In Use: 0; AST Temp Closed: 0 | 3 | 0 | 5 | 23306-097-006050 | NILPRAKASH INC DBA SO BAMA BAIT/TACK
45434 | Currently in Use |  | 1995-03-22 |  | Petroleum | On road diesel | On road diesel | Retail | Steel | Steel | Coated & cathodic protection (sti-P3) |  | Fiberglass reinforced plastic |  |  | Other, FLXS ISOLA | Catchment Basin, Single walled catchment basin | Flow Rest 90% Full | Flow Rest 90% Full |  |  | Automatic Tank Gauge |  | Automatic shutoff device (AELLD), Containment Sump | Containment Sump | [5 empty] | UST Currently In Use: 3; UST Temp Close: 0; AST Currently In Use: 0; AST Temp Closed: 0 | 3 | 0 | 5 | 23306-097-006050 | NILPRAKASH INC DBA SO BAMA BAIT/TACK
45435 | Currently in Use |  | 1995-03-01 |  | Petroleum | Unleaded gasoline | Unleaded gasoline | Retail | Steel | Steel | Coated & cathodic protection (sti-P3) |  | Fiberglass reinforced plastic |  | 1901-01-01 |  | Catchment Basin, Single walled catchment basin | Automatic shutoff device At 95% full, Flow Rest 90% Full | Flow Rest 90% Full |  |  | Automatic Tank Gauge |  | Automatic flow restrictor (MLLD) | Automatic flow restrictor (MLLD) |  |  | Annual line testing | Annual line testing |  | UST Currently In Use: 3; UST Temp Close: 0; AST Currently In Use: 0; AST Temp Closed: 0 | 3 | 0 | 0 | 24972-089-017428 | GANESH PROPERTY, INC.
45436 | Currently in Use |  | 1995-03-01 |  | Petroleum | Premium gasoline | Premium gasoline | Retail | Steel | Steel | Coated & cathodic protection (sti-P3) |  | Fiberglass reinforced plastic |  | 1901-01-01 |  | Catchment Basin, Single walled catchment basin | Automatic shutoff device At 95% full, Flow Rest 90% Full | Flow Rest 90% Full |  |  | Automatic Tank Gauge |  | Automatic flow restrictor (MLLD) | Automatic flow restrictor (MLLD) |  |  | Annual line testing | Annual line testing |  | UST Currently In Use: 3; UST Temp Close: 0; AST Currently In Use: 0; AST Temp Closed: 0 | 3 | 0 | 0 | 24972-089-017428 | GANESH PROPERTY, INC.
45437 | Currently in Use |  | 1995-03-01 |  | Petroleum | Premium gasoline | Premium gasoline | Retail | Steel | Steel | Coated & cathodic protection (sti-P3) |  | Fiberglass reinforced plastic |  | 1901-01-01 |  | Catchment Basin, Single walled catchment basin | Flow Rest 90% Full | Flow Rest 90% Full |  |  | Automatic Tank Gauge | [8 empty] | UST Currently In Use: 3; UST Temp Close: 0; AST Currently In Use: 0; AST Temp Closed: 0 | 3 | 0 | 0 | 24972-089-017428 | GANESH PROPERTY, INC.
45438 | Permanently Closed | 2010-09-21 | 1994-07-22 | 2010-09-21 | Petroleum | Unleaded gasoline | Unleaded gasoline | Retail | Steel | Steel | Coated & cathodic protection (sti-P3) |  | Fiberglass reinforced plastic |  |  |  | Catchment Basin, Single walled catchment basin | Flow Rest 90% Full | Flow Rest 90% Full |  |  | Continuous Automatic Tank Gauge, Other |  | Automatic shutoff device (AELLD) | Automatic shutoff device (AELLD) | [5 empty] | UST Currently In Use: 0; UST Temp Close: 0; AST Currently In Use: 0; AST Temp Closed: 0 | 0 | 0 | 1 | 12300-043-017349 | HAYS AND SON OIL COMPANY, INC.
45439 | Currently in Use |  | 1995-02-01 |  | Petroleum | Premium gasoline | Premium gasoline | Retail | Steel | Steel | Coated & cathodic protection (sti-P3) |  | Flexible, ENVIROFLEX |  |  |  | Catchment Basin, Single walled catchment basin | Flow Rest 90% Full | Flow Rest 90% Full |  |  | Automatic Tank Gauge |  | Automatic flow restrictor (MLLD), Containment Sump | Containment Sump |  |  | Annual line testing | Annual line testing |  | UST Currently In Use: 2; UST Temp Close: 0; AST Currently In Use: 0; AST Temp Closed: 0 | 2 | 0 | 9 | 13319-013-001962 | MAX OIL COMPANY, INC.
45440 | Currently in Use |  | 1995-02-01 |  | Petroleum | Unleaded gasoline | Unleaded gasoline | Retail | Steel | Steel | Coated & cathodic protection (sti-P3) |  | Flexible, ENVIROFLEX |  |  |  | Catchment Basin, Single walled catchment basin | Flow Rest 90% Full | Flow Rest 90% Full |  |  | Automatic Tank Gauge |  | Automatic flow restrictor (MLLD), Containment Sump | Containment Sump |  |  | Annual line testing | Annual line testing |  | UST Currently In Use: 2; UST Temp Close: 0; AST Currently In Use: 0; AST Temp Closed: 0 | 2 | 0 | 9 | 13319-013-001962 | MAX OIL COMPANY, INC.
45441 | Permanently Closed | 2013-09-01 | 1988-04-12 | 2016-03-11 | Petroleum | Unleaded gasoline | Unleaded gasoline | Industrial | Steel | Steel | Coated & cathodic protection (sti-P3) |  | Steel |  |  | Galvanic Cathodic | Catchment Basin, Single walled catchment basin | Flow Rest 90% Full | Flow Rest 90% Full |  |  | Statistical Inventory Reconciliation (SIR) | [8 empty] | UST Currently In Use: 0; UST Temp Close: 0; AST Currently In Use: 0; AST Temp Closed: 0 | 0 | 0 | 2 | 11563-125-001730 | DRUID CITY PEST CONTROL INC
45442 | Permanently Closed | 1997-01-01 | 1965-11-01 | 1998-08-05 | Petroleum | Unleaded gasoline | Unleaded gasoline | Industrial, State/Federal Government |  |  |  |  | Steel |  | 1901-01-01 | [15 empty] | UST Currently In Use: 0; UST Temp Close: 0; AST Currently In Use: 0; AST Temp Closed: 0 | 0 | 0 | 1 | 14587-033-017429 | AL ST MILITARY DEPT - CFMO ENV. OFF.
45443 | Currently in Use |  | 1901-01-01 |  | Petroleum | Unleaded gasoline | Unleaded gasoline | Retail | Steel | Steel | Coated & cathodic protection (sti-P3) |  | Fiberglass reinforced plastic |  |  |  | Catchment Basin, Single walled catchment basin | Flow Rest 90% Full | Flow Rest 90% Full |  |  | Continuous Automatic Tank Gauge |  | Automatic flow restrictor (MLLD) | Automatic flow restrictor (MLLD) |  |  | Annual line testing | Annual line testing |  | UST Currently In Use: 2; UST Temp Close: 0; AST Currently In Use: 0; AST Temp Closed: 0 | 2 | 0 | 0 | 23864-125-017430 | ONE ARYA INC
45445 | Currently in Use |  | 1901-01-01 |  | Petroleum | Premium gasoline | Premium gasoline | Retail | Steel | Steel | Coated & cathodic protection (sti-P3) |  | Fiberglass reinforced plastic |  |  |  | Catchment Basin, Single walled catchment basin | Flow Rest 90% Full | Flow Rest 90% Full |  |  | Continuous Automatic Tank Gauge |  | Automatic flow restrictor (MLLD) | Automatic flow restrictor (MLLD) |  |  | Annual line testing | Annual line testing |  | UST Currently In Use: 2; UST Temp Close: 0; AST Currently In Use: 0; AST Temp Closed: 0 | 2 | 0 | 0 | 23864-125-017430 | ONE ARYA INC
45446 | Temporary Closed | 2018-07-17 | 1994-02-12 |  | Petroleum | Unleaded gasoline | Unleaded gasoline | Retail | Single Wall, Steel | Steel | Coated & cathodic protection (sti-P3), Field installed cathodic protection |  | Fiberglass reinforced plastic, Single Wall |  |  |  | Catchment Basin, Single walled catchment basin | Automatic shutoff device At 95% full | Automatic shutoff device At 95% full |  |  | Statistical Inventory Reconciliation (SIR) | [8 empty] | UST Currently In Use: 0; UST Temp Close: 2; AST Currently In Use: 0; AST Temp Closed: 0 | 0 | 2 | 0 | 22193-095-003809 | RANDALL DOVE
45447 | Permanently Closed | 1999-11-11 | 1974-01-01 | 1999-11-11 | Petroleum | On road diesel | On road diesel | Emergency power generator | Steel | Steel |  | Painted or None | Steel |  | 1901-01-01 | [6 empty] | Manual Tank Gauging (only tanks 1000 gal. or less and 48” or 64” in diameter) | [5 empty] | Annual line testing | Annual line testing |  | UST Currently In Use: 0; UST Temp Close: 0; AST Currently In Use: 1; AST Temp Closed: 0 | 0 | 0 | 1 | 19831-103-017431 | COMMUNITY HEALTH SYSTEMS PARKWAY MED
45448 | Permanently Closed | 2010-10-01 | 1997-01-01 | 2011-06-28 | Petroleum | Aviation fuel (JP-4; etc.) | Aviation fuel (JP-4; etc.) | Retail | Single Wall, Steel | Steel | Field installed cathodic protection, Interior lined (not allowed as a standalone method of corrosion protection) |  | Single Wall, Steel |  | 1901-01-01 | Field installed cathodic protection | Catchment Basin, Single walled catchment basin | Automatic shutoff device At 95% full | Automatic shutoff device At 95% full |  |  | Continuous Automatic Tank Gauge | [5 empty] | Annual line testing | Annual line testing |  | UST Currently In Use: 0; UST Temp Close: 0; AST Currently In Use: 0; AST Temp Closed: 0 | 0 | 0 | 2 | 19832-127-017432 | WALKER COUNTY COMMISSION
45449 | Permanently Closed | 2010-10-01 | 1997-01-01 | 2011-06-28 | Petroleum | Aviation fuel (JP-4; etc.) | Aviation fuel (JP-4; etc.) | Retail | Single Wall, Steel | Steel | Field installed cathodic protection, Interior lined (not allowed as a standalone method of corrosion protection) |  | Single Wall, Steel |  | 1901-01-01 | Field installed cathodic protection | Catchment Basin, Single walled catchment basin | Automatic shutoff device At 95% full | Automatic shutoff device At 95% full |  |  | Continuous Automatic Tank Gauge | [5 empty] | Annual line testing | Annual line testing |  | UST Currently In Use: 0; UST Temp Close: 0; AST Currently In Use: 0; AST Temp Closed: 0 | 0 | 0 | 2 | 19832-127-017432 | WALKER COUNTY COMMISSION
45450 | Currently in Use |  | 1995-02-13 |  | Petroleum | Unleaded gasoline | Unleaded gasoline | Retail | Single Wall, Steel | Steel | Coated & cathodic protection (sti-P3) |  | Double Wall, Fiberglass reinforced plastic |  |  |  | Catchment Basin, Single walled catchment basin | Flow Rest 90% Full | Flow Rest 90% Full |  |  | Automatic Tank Gauge | Single walled submersible pump containment sump | Automatic flow restrictor (MLLD), Containment Sump | Containment Sump |  |  | Annual line testing | Annual line testing |  | UST Currently In Use: 4; UST Temp Close: 0; AST Currently In Use: 1; AST Temp Closed: 0 | 4 | 0 | 0 | 24596-127-017433 | HOLDEN ENERGY LLC
45451 | Currently in Use |  | 1995-02-13 |  | Petroleum | Premium gasoline | Premium gasoline | Retail | Single Wall, Steel | Steel | Coated & cathodic protection (sti-P3) |  | Double Wall, Fiberglass reinforced plastic |  |  |  | Catchment Basin, Single walled catchment basin | Flow Rest 90% Full | Flow Rest 90% Full |  |  | Automatic Tank Gauge | Single walled submersible pump containment sump | Automatic flow restrictor (MLLD), Containment Sump | Containment Sump |  |  | Annual line testing | Annual line testing |  | UST Currently In Use: 4; UST Temp Close: 0; AST Currently In Use: 1; AST Temp Closed: 0 | 4 | 0 | 0 | 24596-127-017433 | HOLDEN ENERGY LLC
45452 | Currently in Use |  | 1995-02-13 |  | Petroleum | Unleaded gasoline | Unleaded gasoline | Retail | Single Wall, Steel | Steel | Coated & cathodic protection (sti-P3) |  | Double Wall, Fiberglass reinforced plastic |  |  |  | Catchment Basin, Single walled catchment basin | Flow Rest 90% Full | Flow Rest 90% Full |  |  | Automatic Tank Gauge | Single walled submersible pump containment sump | Automatic flow restrictor (MLLD), Containment Sump | Containment Sump |  |  | Annual line testing | Annual line testing |  | UST Currently In Use: 4; UST Temp Close: 0; AST Currently In Use: 1; AST Temp Closed: 0 | 4 | 0 | 0 | 24596-127-017433 | HOLDEN ENERGY LLC
45453 | Currently in Use |  | 1995-02-13 |  | Petroleum | On road diesel | On road diesel | Retail | Single Wall, Steel | Steel | Coated & cathodic protection (sti-P3) |  | Double Wall, Fiberglass reinforced plastic |  |  |  | Catchment Basin, Single walled catchment basin | Flow Rest 90% Full | Flow Rest 90% Full |  |  | Automatic Tank Gauge | Single walled submersible pump containment sump | Automatic flow restrictor (MLLD), Containment Sump | Containment Sump |  |  | Annual line testing | Annual line testing |  | UST Currently In Use: 4; UST Temp Close: 0; AST Currently In Use: 1; AST Temp Closed: 0 | 4 | 0 | 0 | 24596-127-017433 | HOLDEN ENERGY LLC
45454 | Permanently Closed | 1998-08-01 | 1988-11-21 | 1998-09-03 | Petroleum | Kerosene | Kerosene | Retail | Steel | Steel | Coated & cathodic protection (sti-P3) |  | Steel |  | 1901-01-01 | Field installed cathodic protection | [14 empty] | UST Currently In Use: 0; UST Temp Close: 0; AST Currently In Use: 0; AST Temp Closed: 0 | 0 | 0 | 2 | 19833-089-017434 | LEWTER HARDWARE CO INC
45455 | Permanently Closed | 1998-08-01 | 1988-11-21 | 1998-09-03 | Petroleum | Unleaded gasoline | Unleaded gasoline | Retail | Steel | Steel | Coated & cathodic protection (sti-P3) |  | Steel |  | 1901-01-01 | Field installed cathodic protection | [14 empty] | UST Currently In Use: 0; UST Temp Close: 0; AST Currently In Use: 0; AST Temp Closed: 0 | 0 | 0 | 2 | 19833-089-017434 | LEWTER HARDWARE CO INC
45456 | Currently in Use |  | 1994-10-01 |  | Petroleum | Unleaded gasoline | Unleaded gasoline | Retail | Single Wall, Steel | Steel | Coated & cathodic protection (sti-P3) |  | Fiberglass reinforced plastic, Single Wall |  |  |  | Catchment Basin, Single walled catchment basin | Flow Rest 90% Full | Flow Rest 90% Full |  |  | Continuous Automatic Tank Gauge | [8 empty] | UST Currently In Use: 4; UST Temp Close: 0; AST Currently In Use: 0; AST Temp Closed: 0 | 4 | 0 | 0 | 19835-103-017435 | BOBBY ABERCROMBIE
45457 | Currently in Use |  | 1994-10-01 |  | Petroleum | Unleaded gasoline | Unleaded gasoline | Retail | Single Wall, Steel | Steel | Coated & cathodic protection (sti-P3) |  | Fiberglass reinforced plastic, Single Wall |  |  |  | Catchment Basin, Single walled catchment basin | Flow Rest 90% Full | Flow Rest 90% Full |  |  | Continuous Automatic Tank Gauge | [8 empty] | UST Currently In Use: 4; UST Temp Close: 0; AST Currently In Use: 0; AST Temp Closed: 0 | 4 | 0 | 0 | 19835-103-017435 | BOBBY ABERCROMBIE
45458 | Currently in Use |  | 1994-10-01 |  | Petroleum | Premium gasoline | Premium gasoline | Retail | Single Wall, Steel | Steel | Coated & cathodic protection (sti-P3) |  | Fiberglass reinforced plastic, Single Wall |  |  |  | Catchment Basin, Single walled catchment basin | Flow Rest 90% Full | Flow Rest 90% Full |  |  | Continuous Automatic Tank Gauge | [8 empty] | UST Currently In Use: 4; UST Temp Close: 0; AST Currently In Use: 0; AST Temp Closed: 0 | 4 | 0 | 0 | 19835-103-017435 | BOBBY ABERCROMBIE
45459 | Currently in Use |  | 1994-10-01 |  | Petroleum | Kerosene | Kerosene | Retail | Single Wall, Steel | Steel | Coated & cathodic protection (sti-P3) |  | Fiberglass reinforced plastic, Single Wall |  |  |  | Catchment Basin, Single walled catchment basin | Flow Rest 90% Full | Flow Rest 90% Full |  |  | Automatic Tank Gauge | [8 empty] | UST Currently In Use: 4; UST Temp Close: 0; AST Currently In Use: 0; AST Temp Closed: 0 | 4 | 0 | 0 | 19835-103-017435 | BOBBY ABERCROMBIE
45460 | Temporary Closed | 2015-04-02 | 1995-03-20 |  | Petroleum | Used oil | Used oil | Retail | Steel | Steel | Coated & cathodic protection (sti-P3) |  | Fiberglass reinforced plastic |  |  |  | Other, EXEMPT | Flow Rest 90% Full, EXEMPT | Flow Rest 90% Full |  |  | Manual Tank Gauging (only tanks 1000 gal. or less and 48” or 64” in diameter) | [8 empty] | UST Currently In Use: 0; UST Temp Close: 1; AST Currently In Use: 0; AST Temp Closed: 0 | 0 | 1 | 5 | 25308-073-014513 | IBRAHIM SABBAH
45461 | Permanently Closed | 1998-02-01 | 1989-02-17 | 1998-02-13 | Petroleum | Unleaded gasoline | Unleaded gasoline | Retail | Steel | Steel | Coated & cathodic protection (sti-P3) |  | Fiberglass reinforced plastic |  | 1901-01-01 |  | Catchment Basin, Single walled catchment basin | Automatic shutoff device At 95% full | Automatic shutoff device At 95% full | [8 empty] | Annual line testing | Annual line testing |  | UST Currently In Use: 2; UST Temp Close: 0; AST Currently In Use: 0; AST Temp Closed: 0 | 2 | 0 | 3 | 24109-073-017437 | A&D REAL ESTATE INC.
45462 | Permanently Closed | 1998-02-01 | 1989-02-17 | 1998-02-13 | Petroleum | Unleaded gasoline | Unleaded gasoline | Retail | Steel | Steel | Coated & cathodic protection (sti-P3) |  | Fiberglass reinforced plastic |  | 1901-01-01 |  | Catchment Basin, Single walled catchment basin | Automatic shutoff device At 95% full | Automatic shutoff device At 95% full | [8 empty] | Annual line testing | Annual line testing |  | UST Currently In Use: 2; UST Temp Close: 0; AST Currently In Use: 0; AST Temp Closed: 0 | 2 | 0 | 3 | 24109-073-017437 | A&D REAL ESTATE INC.
45463 | Permanently Closed | 1998-02-01 | 1989-02-17 | 1998-02-13 | Petroleum | Unleaded gasoline | Unleaded gasoline | Retail | Steel | Steel | Coated & cathodic protection (sti-P3) |  | Fiberglass reinforced plastic |  | 1901-01-01 |  | Catchment Basin, Single walled catchment basin | Automatic shutoff device At 95% full | Automatic shutoff device At 95% full | [8 empty] | Annual line testing | Annual line testing |  | UST Currently In Use: 2; UST Temp Close: 0; AST Currently In Use: 0; AST Temp Closed: 0 | 2 | 0 | 3 | 24109-073-017437 | A&D REAL ESTATE INC.
45464 | Cannot Locate or abandoned | 1996-10-01 | 1901-01-01 |  | Petroleum | Unleaded gasoline | Unleaded gasoline | Retail | Steel | Steel |  | Painted or None |  |  | 1901-01-01 | [15 empty] | UST Currently In Use: 0; UST Temp Close: 0; AST Currently In Use: 0; AST Temp Closed: 0 | 0 | 0 | 0 | 19839-073-017438 | NORMA WALK
45465 | Cannot Locate or abandoned | 1996-10-01 | 1901-01-01 |  | Petroleum | Unleaded gasoline | Unleaded gasoline | Retail | Steel | Steel |  | Painted or None |  |  | 1901-01-01 | [15 empty] | UST Currently In Use: 0; UST Temp Close: 0; AST Currently In Use: 0; AST Temp Closed: 0 | 0 | 0 | 0 | 19839-073-017438 | NORMA WALK
45466 | Cannot Locate or abandoned | 1996-10-01 | 1901-01-01 |  | Petroleum | Unleaded gasoline | Unleaded gasoline | Retail | Steel | Steel |  | Painted or None |  |  | 1901-01-01 | [15 empty] | UST Currently In Use: 0; UST Temp Close: 0; AST Currently In Use: 0; AST Temp Closed: 0 | 0 | 0 | 0 | 19839-073-017438 | NORMA WALK
45467 | Currently in Use |  | 1995-02-28 |  | Petroleum | On road diesel | On road diesel | Industrial | Double Wall, Fiberglass reinforced plastic | Fiberglass reinforced plastic |  |  | Double Wall, Fiberglass reinforced plastic |  | 1901-01-01 |  | Catchment Basin, Single walled catchment basin | Automatic shutoff device At 95% full | Automatic shutoff device At 95% full | Interstitial Monitoring within Secondary Containment | SENSOR TO ATG |  |  | Automatic flow restrictor (MLLD), Containment Sump | Containment Sump |  | SENSOR TO ATG | Annual line testing, Continuous alarm system | Continuous alarm system | Pressurized Piping | UST Currently In Use: 1; UST Temp Close: 0; AST Currently In Use: 2; AST Temp Closed: 0 | 1 | 0 | 7 | 14262-073-001867 | Ryder System Inc.
45468 | Currently in Use |  | 1994-10-05 |  | Petroleum | Unleaded gasoline | Unleaded gasoline | Retail | Steel | Steel | Coated & cathodic protection (sti-P3) |  | Fiberglass reinforced plastic |  | 1901-01-01 | Other, FLXS ISOLA | Catchment Basin, Single walled catchment basin | Automatic shutoff device At 95% full, Flow Rest 90% Full | Flow Rest 90% Full |  |  | Continuous Automatic Tank Gauge |  | Automatic flow restrictor (MLLD), Containment Sump | Containment Sump | Interstitial Monitoring within Secondary Containment | MANUAL/VISUAL CHECK | Annual line testing | Annual line testing | Pressurized Piping | UST Currently In Use: 3; UST Temp Close: 0; AST Currently In Use: 0; AST Temp Closed: 0 | 3 | 0 | 0 | 25091-117-017439 | KHAIRUNNISA SHERALI
45469 | Currently in Use |  | 1994-10-05 |  | Petroleum | Premium gasoline | Premium gasoline | Retail | Steel | Steel | Coated & cathodic protection (sti-P3) |  | Fiberglass reinforced plastic |  | 1901-01-01 | Other, FLXS ISOLA | Catchment Basin, Single walled catchment basin | Automatic shutoff device At 95% full, Flow Rest 90% Full | Flow Rest 90% Full |  |  | Continuous Automatic Tank Gauge |  | Automatic flow restrictor (MLLD), Containment Sump | Containment Sump | Interstitial Monitoring within Secondary Containment | MANUAL/VISUAL CHECK | Annual line testing | Annual line testing | Pressurized Piping | UST Currently In Use: 3; UST Temp Close: 0; AST Currently In Use: 0; AST Temp Closed: 0 | 3 | 0 | 0 | 25091-117-017439 | KHAIRUNNISA SHERALI
45471 | Currently in Use |  | 1994-10-05 |  | Petroleum | On road diesel | On road diesel | Retail | Steel | Steel | Coated & cathodic protection (sti-P3) |  | Fiberglass reinforced plastic |  | 1901-01-01 | Other, FLXS ISOLA | Catchment Basin, Single walled catchment basin | Automatic shutoff device At 95% full, Flow Rest 90% Full | Flow Rest 90% Full |  |  | Continuous Automatic Tank Gauge |  | Automatic flow restrictor (MLLD), Containment Sump | Containment Sump | Interstitial Monitoring within Secondary Containment | MANUAL/VISUAL CHECK | Annual line testing | Annual line testing | Pressurized Piping | UST Currently In Use: 3; UST Temp Close: 0; AST Currently In Use: 0; AST Temp Closed: 0 | 3 | 0 | 0 | 25091-117-017439 | KHAIRUNNISA SHERALI
45472 | Currently in Use |  | 1995-01-06 |  | Petroleum | Premium gasoline | Premium gasoline | Retail | Steel | Steel | Coated & cathodic protection (sti-P3) |  | Double Wall, Flexible | APT |  |  | Catchment Basin, Single walled catchment basin | Flow Rest 90% Full | Flow Rest 90% Full |  |  | Continuous Automatic Tank Gauge |  | Automatic flow restrictor (MLLD), Containment Sump | Containment Sump |  |  | Annual line testing | Annual line testing |  | UST Currently In Use: 4; UST Temp Close: 0; AST Currently In Use: 0; AST Temp Closed: 0 | 4 | 0 | 7 | 25643-121-005840 | CENTRAL ALABAMA COMMERCIAL PROP. LLC
45473 | Currently in Use |  | 1995-01-06 |  | Petroleum | Mid-grade gasoline | Mid-grade gasoline | Retail | Steel | Steel | Coated & cathodic protection (sti-P3) |  | Double Wall, Flexible | APT |  |  | Catchment Basin, Single walled catchment basin | Flow Rest 90% Full | Flow Rest 90% Full |  |  | Continuous Automatic Tank Gauge |  | Automatic flow restrictor (MLLD), Containment Sump | Containment Sump |  |  | Annual line testing | Annual line testing |  | UST Currently In Use: 4; UST Temp Close: 0; AST Currently In Use: 0; AST Temp Closed: 0 | 4 | 0 | 7 | 25643-121-005840 | CENTRAL ALABAMA COMMERCIAL PROP. LLC
45474 | Currently in Use |  | 1995-01-06 |  | Petroleum | Unleaded gasoline | Unleaded gasoline | Retail | Steel | Steel | Coated & cathodic protection (sti-P3) |  | Double Wall, Flexible | APT |  |  | Catchment Basin, Single walled catchment basin | Flow Rest 90% Full | Flow Rest 90% Full |  |  | Continuous Automatic Tank Gauge |  | Automatic flow restrictor (MLLD), Containment Sump | Containment Sump |  |  | Annual line testing | Annual line testing |  | UST Currently In Use: 4; UST Temp Close: 0; AST Currently In Use: 0; AST Temp Closed: 0 | 4 | 0 | 7 | 25643-121-005840 | CENTRAL ALABAMA COMMERCIAL PROP. LLC
45475 | Currently in Use |  | 1995-01-06 |  | Petroleum | On road diesel | On road diesel | Retail | Steel | Steel | Coated & cathodic protection (sti-P3) |  | Double Wall, Flexible | APT |  |  | Catchment Basin, Single walled catchment basin | Flow Rest 90% Full | Flow Rest 90% Full |  |  | Continuous Automatic Tank Gauge |  | Automatic flow restrictor (MLLD), Containment Sump | Containment Sump |  |  | Annual line testing | Annual line testing |  | UST Currently In Use: 4; UST Temp Close: 0; AST Currently In Use: 0; AST Temp Closed: 0 | 4 | 0 | 7 | 25643-121-005840 | CENTRAL ALABAMA COMMERCIAL PROP. LLC
45476 | Permanently Closed | 1988-12-22 | 1953-01-01 | 2011-09-29 | Petroleum | Used oil | Used oil | Retail | Steel | Steel |  | Painted or None | Steel |  | 1901-01-01 | [15 empty] | UST Currently In Use: 0; UST Temp Close: 0; AST Currently In Use: 0; AST Temp Closed: 0 | 0 | 0 | 4 | 11094-073-010327 | CLARENCE CHAPIN
45477 | Permanently Closed | 2004-07-04 | 1994-07-01 | 2004-12-16 | Petroleum | Unleaded gasoline | Unleaded gasoline | Retail | Fiberglass reinforced plastic | Fiberglass reinforced plastic |  |  | Fiberglass reinforced plastic, Steel |  | 1901-01-01 | Field installed cathodic protection | Catchment Basin, Single walled catchment basin | Automatic shutoff device At 95% full, Flow Rest 90% Full | Flow Rest 90% Full | [8 empty] | Statistical inventory reconciliation (SIR) | Statistical inventory reconciliation (SIR) |  | UST Currently In Use: 0; UST Temp Close: 0; AST Currently In Use: 0; AST Temp Closed: 0 | 0 | 0 | 3 | 10208-015-017441 | JOHN T. DAVIS OIL CO INC
45478 | Permanently Closed | 2004-07-04 | 1994-07-01 | 2004-12-16 | Petroleum | Mid-grade gasoline | Mid-grade gasoline | Retail | Fiberglass reinforced plastic | Fiberglass reinforced plastic |  |  | Fiberglass reinforced plastic, Steel, COATED |  | 1901-01-01 | Field installed cathodic protection | Catchment Basin, Single walled catchment basin | Automatic shutoff device At 95% full, Flow Rest 90% Full | Flow Rest 90% Full | [8 empty] | Statistical inventory reconciliation (SIR) | Statistical inventory reconciliation (SIR) |  | UST Currently In Use: 0; UST Temp Close: 0; AST Currently In Use: 0; AST Temp Closed: 0 | 0 | 0 | 3 | 10208-015-017441 | JOHN T. DAVIS OIL CO INC
45479 | Permanently Closed | 2004-07-04 | 1994-07-01 | 2004-12-16 | Petroleum | Premium gasoline | Premium gasoline | Retail | Fiberglass reinforced plastic | Fiberglass reinforced plastic |  |  | Fiberglass reinforced plastic, Steel |  | 1901-01-01 | Field installed cathodic protection | Catchment Basin, Single walled catchment basin | Automatic shutoff device At 95% full, Flow Rest 90% Full | Flow Rest 90% Full | [8 empty] | Statistical inventory reconciliation (SIR) | Statistical inventory reconciliation (SIR) |  | UST Currently In Use: 0; UST Temp Close: 0; AST Currently In Use: 0; AST Temp Closed: 0 | 0 | 0 | 3 | 10208-015-017441 | JOHN T. DAVIS OIL CO INC
45481 | Currently in Use |  | 1994-12-01 |  | Petroleum | Unleaded gasoline | Unleaded gasoline | Retail | Single Wall, Steel | Steel | Coated & cathodic protection (sti-P3) |  | Double Wall, Flexible | ENVIRON |  |  | Catchment Basin, Single walled catchment basin | Automatic shutoff device At 95% full | Automatic shutoff device At 95% full |  |  | Continuous Automatic Tank Gauge | Single walled submersible pump containment sump | Automatic flow restrictor (MLLD), Containment Sump | Containment Sump |  |  | Statistical inventory reconciliation (SIR) | Statistical inventory reconciliation (SIR) |  | UST Currently In Use: 3; UST Temp Close: 0; AST Currently In Use: 0; AST Temp Closed: 0 | 3 | 0 | 3 | 15201-071-003852 | VULCAN OIL COMPANY INC.
45482 | Currently in Use |  | 1994-12-01 |  | Petroleum | On road diesel | On road diesel | Retail | Single Wall, Steel | Steel | Coated & cathodic protection (sti-P3) |  | Double Wall, Flexible | ENVIRON |  |  | Catchment Basin, Single walled catchment basin | Automatic shutoff device At 95% full | Automatic shutoff device At 95% full |  |  | Continuous Automatic Tank Gauge | Single walled submersible pump containment sump | Automatic flow restrictor (MLLD), Containment Sump | Containment Sump |  |  | Annual line testing | Annual line testing |  | UST Currently In Use: 3; UST Temp Close: 0; AST Currently In Use: 0; AST Temp Closed: 0 | 3 | 0 | 3 | 15201-071-003852 | VULCAN OIL COMPANY INC.
45483 | Currently in Use |  | 1994-12-01 |  | Petroleum | Premium gasoline | Premium gasoline | Retail | Single Wall, Steel | Steel | Coated & cathodic protection (sti-P3) |  | Double Wall, Flexible | ENVIRON |  |  | Catchment Basin, Single walled catchment basin | Automatic shutoff device At 95% full | Automatic shutoff device At 95% full |  |  | Continuous Automatic Tank Gauge | Single walled submersible pump containment sump | Automatic flow restrictor (MLLD), Containment Sump | Containment Sump |  |  | Annual line testing | Annual line testing |  | UST Currently In Use: 3; UST Temp Close: 0; AST Currently In Use: 0; AST Temp Closed: 0 | 3 | 0 | 3 | 15201-071-003852 | VULCAN OIL COMPANY INC.
45484 | Permanently Closed | 2013-01-15 | 1995-02-20 |  | Petroleum | Unleaded gasoline | Unleaded gasoline | Retail | Steel | Steel | Coated & cathodic protection (sti-P3) |  | Fiberglass reinforced plastic |  |  |  | Catchment Basin, Single walled catchment basin | Flow Rest 90% Full | Flow Rest 90% Full | Interstitial Monitoring within Secondary Containment |  |  |  | Containment Sump | Containment Sump | Interstitial Monitoring within Secondary Containment |  | Annual line testing, Continuous alarm system | Continuous alarm system |  | UST Currently In Use: 0; UST Temp Close: 0; AST Currently In Use: 0; AST Temp Closed: 0 | 0 | 0 | 2 | 13929-003-017442 | PRINCE OIL COMPANY, INC.
45485 | Permanently Closed | 2013-01-15 | 1995-02-20 |  | Petroleum | Premium gasoline | Premium gasoline | Retail | Steel | Steel | Coated & cathodic protection (sti-P3) |  | Fiberglass reinforced plastic |  |  |  | Catchment Basin, Single walled catchment basin | Flow Rest 90% Full | Flow Rest 90% Full | Interstitial Monitoring within Secondary Containment |  |  |  | Containment Sump | Containment Sump | Interstitial Monitoring within Secondary Containment |  | Annual line testing, Continuous alarm system | Continuous alarm system |  | UST Currently In Use: 0; UST Temp Close: 0; AST Currently In Use: 0; AST Temp Closed: 0 | 0 | 0 | 2 | 13929-003-017442 | PRINCE OIL COMPANY, INC.
45486 | Currently in Use |  | 1995-03-15 |  | Petroleum | Other, 100% | Other | Retail | Fiberglass coated steel, GLSCOATDST | Fiberglass coated steel |  |  | Double Wall, Flexible | APT | 2009-04-14 |  | Catchment Basin, Single walled catchment basin | Flow Rest 90% Full | Flow Rest 90% Full |  |  | Continuous Automatic Tank Gauge |  | Automatic flow restrictor (MLLD), Containment Sump | Containment Sump | Interstitial Monitoring within Secondary Containment | SENSOR TO ATG | Continuous alarm system | Continuous alarm system |  | UST Currently In Use: 3; UST Temp Close: 0; AST Currently In Use: 0; AST Temp Closed: 0 | 3 | 0 | 0 | 23429-055-017443 | MUSA PROPERTIES, LLC
45487 | Currently in Use |  | 1995-03-15 |  | Petroleum | Unleaded gasoline | Unleaded gasoline | Retail | Fiberglass coated steel, GLSCOATDST | Fiberglass coated steel |  |  | Double Wall, Flexible | APT | 2009-04-14 |  | Catchment Basin, Single walled catchment basin | Automatic shutoff device At 95% full | Automatic shutoff device At 95% full |  |  | Continuous Automatic Tank Gauge |  | Automatic flow restrictor (MLLD), Containment Sump | Containment Sump | Interstitial Monitoring within Secondary Containment | SENSOR TO ATG | Continuous alarm system | Continuous alarm system |  | UST Currently In Use: 3; UST Temp Close: 0; AST Currently In Use: 0; AST Temp Closed: 0 | 3 | 0 | 0 | 23429-055-017443 | MUSA PROPERTIES, LLC
45488 | Currently in Use |  | 1995-03-15 |  | Petroleum | On road diesel | On road diesel | Retail | Fiberglass coated steel, GLSCOATDST | Fiberglass coated steel |  |  | Double Wall, Flexible | APT | 2009-04-14 |  | Catchment Basin, Single walled catchment basin | Automatic shutoff device At 95% full | Automatic shutoff device At 95% full |  |  | Continuous Automatic Tank Gauge |  | Automatic flow restrictor (MLLD), Containment Sump | Containment Sump | Interstitial Monitoring within Secondary Containment | SENSOR TO ATG | Continuous alarm system | Continuous alarm system |  | UST Currently In Use: 3; UST Temp Close: 0; AST Currently In Use: 0; AST Temp Closed: 0 | 3 | 0 | 0 | 23429-055-017443 | MUSA PROPERTIES, LLC
45489 | Permanently Closed | 2005-04-14 | 1995-04-18 | 2006-01-06 | Petroleum | Unleaded gasoline | Unleaded gasoline | Retail, State/Federal Government | Fiberglass reinforced plastic | Fiberglass reinforced plastic |  |  | Fiberglass reinforced plastic |  | 1901-01-01 | None | Catchment Basin, Single walled catchment basin | Audible high level alarm At 90% full, Automatic shutoff device At 95% full, Flow Rest 90% Full | Flow Rest 90% Full |  | PIT LINER | Automatic Tank Gauge |  |  |  | Interstitial Monitoring within Secondary Containment |  |  |  |  | UST Currently In Use: 0; UST Temp Close: 0; AST Currently In Use: 0; AST Temp Closed: 0 | 0 | 0 | 3 | 15048-101-017625 | U S AIR FORCE
45492 | Permanently Closed | 2005-04-14 | 1995-04-18 | 2006-01-06 | Petroleum | Unleaded gasoline | Unleaded gasoline | Retail, State/Federal Government | Fiberglass reinforced plastic | Fiberglass reinforced plastic |  |  | Fiberglass reinforced plastic |  | 1901-01-01 | None | Catchment Basin, Single walled catchment basin | Audible high level alarm At 90% full, Automatic shutoff device At 95% full, Flow Rest 90% Full | Flow Rest 90% Full |  | PIT LINER | Automatic Tank Gauge |  |  |  | Interstitial Monitoring within Secondary Containment |  |  |  |  | UST Currently In Use: 0; UST Temp Close: 0; AST Currently In Use: 0; AST Temp Closed: 0 | 0 | 0 | 3 | 15048-101-017625 | U S AIR FORCE
45495 | Permanently Closed | 2005-04-14 | 1995-04-18 | 2006-01-06 | Petroleum | Unleaded gasoline | Unleaded gasoline | Retail, State/Federal Government | Fiberglass reinforced plastic | Fiberglass reinforced plastic |  |  | Fiberglass reinforced plastic |  | 1901-01-01 | None | Catchment Basin, Single walled catchment basin | Audible high level alarm At 90% full, Automatic shutoff device At 95% full, Flow Rest 90% Full | Flow Rest 90% Full |  | PIT LINER | Automatic Tank Gauge |  |  |  | Interstitial Monitoring within Secondary Containment |  |  |  |  | UST Currently In Use: 0; UST Temp Close: 0; AST Currently In Use: 0; AST Temp Closed: 0 | 0 | 0 | 3 | 15048-101-017625 | U S AIR FORCE
45496 | Currently in Use |  | 1995-03-20 |  | Petroleum | Unleaded gasoline | Unleaded gasoline | Retail | Fiberglass reinforced plastic, Single Wall | Single Wall |  |  | Double Wall, Fiberglass reinforced plastic |  |  | None | Catchment Basin, Single walled catchment basin | Flow Rest 90% Full | Flow Rest 90% Full |  |  | Continuous Automatic Tank Gauge | Single walled submersible pump containment sump | Automatic shutoff device (AELLD) | Automatic shutoff device (AELLD) | [5 empty] | UST Currently In Use: 3; UST Temp Close: 0; AST Currently In Use: 0; AST Temp Closed: 0 | 3 | 0 | 0 | 24883-059-017444 | O'NEAL PAGE ESTATES
45497 | Currently in Use |  | 1995-04-17 |  | Petroleum | Unleaded gasoline | Unleaded gasoline | Retail | Steel | Steel | Coated & cathodic protection (sti-P3), Field installed cathodic protection |  | Double Wall, Flexible, GEOFLEXII |  |  | Field installed cathodic protection | Catchment Basin, Single walled catchment basin | Automatic shutoff device At 95% full | Automatic shutoff device At 95% full |  |  | Automatic Tank Gauge | Single walled submersible pump containment sump | Automatic flow restrictor (MLLD), Containment Sump | Containment Sump |  |  | Annual line testing | Annual line testing |  | UST Currently In Use: 3; UST Temp Close: 0; AST Currently In Use: 0; AST Temp Closed: 0 | 3 | 0 | 0 | 24722-049-017445 | UMIYA KRUPA INC
45498 | Currently in Use |  | 1995-04-17 |  | Petroleum | Premium gasoline | Premium gasoline | Retail | Steel | Steel | Coated & cathodic protection (sti-P3), Field installed cathodic protection |  | Double Wall, Flexible, GEOFLEXII |  |  | Field installed cathodic protection | Catchment Basin, Single walled catchment basin | Automatic shutoff device At 95% full, Flow Rest 90% Full | Flow Rest 90% Full |  |  | Automatic Tank Gauge | Single walled submersible pump containment sump | Automatic flow restrictor (MLLD), Containment Sump | Containment Sump |  |  | Annual line testing | Annual line testing |  | UST Currently In Use: 3; UST Temp Close: 0; AST Currently In Use: 0; AST Temp Closed: 0 | 3 | 0 | 0 | 24722-049-017445 | UMIYA KRUPA INC
45499 | Currently in Use |  | 1995-04-17 |  | Petroleum | On road diesel | On road diesel | Retail | Steel | Steel | Coated & cathodic protection (sti-P3), Field installed cathodic protection |  | Flexible, GEOFLEXII |  |  | Field installed cathodic protection | Catchment Basin, Single walled catchment basin | Automatic shutoff device At 95% full, Flow Rest 90% Full | Flow Rest 90% Full |  |  | Automatic Tank Gauge | [8 empty] | UST Currently In Use: 3; UST Temp Close: 0; AST Currently In Use: 0; AST Temp Closed: 0 | 3 | 0 | 0 | 24722-049-017445 | UMIYA KRUPA INC
45500 | Currently in Use |  | 1995-03-20 |  | Petroleum | Premium gasoline | Premium gasoline | Retail | Fiberglass reinforced plastic, Single Wall | Single Wall |  |  | Double Wall, Fiberglass reinforced plastic |  |  | None | Catchment Basin, Single walled catchment basin | Flow Rest 90% Full | Flow Rest 90% Full |  |  | Continuous Automatic Tank Gauge | Single walled submersible pump containment sump | Automatic shutoff device (AELLD) | Automatic shutoff device (AELLD) | [5 empty] | UST Currently In Use: 3; UST Temp Close: 0; AST Currently In Use: 0; AST Temp Closed: 0 | 3 | 0 | 0 | 24883-059-017444 | O'NEAL PAGE ESTATES
45501 | Currently in Use |  | 1995-03-20 |  | Petroleum | On road diesel | On road diesel | Retail | Fiberglass reinforced plastic, Single Wall | Single Wall |  |  | Double Wall, Fiberglass reinforced plastic |  |  | None | Catchment Basin, Single walled catchment basin | Flow Rest 90% Full | Flow Rest 90% Full |  |  | Continuous Automatic Tank Gauge | Single walled submersible pump containment sump | Automatic shutoff device (AELLD) | Automatic shutoff device (AELLD) | [5 empty] | UST Currently In Use: 3; UST Temp Close: 0; AST Currently In Use: 0; AST Temp Closed: 0 | 3 | 0 | 0 | 24883-059-017444 | O'NEAL PAGE ESTATES
45502 | Currently in Use |  | 1995-04-19 |  | Petroleum | Unleaded gasoline | Unleaded gasoline | Retail | Single Wall, Steel | Steel | Coated & cathodic protection (sti-P3) |  | Double Wall, Flexible |  |  | Other, FLXS ISOLA | Catchment Basin, Single walled catchment basin | Automatic shutoff device At 95% full, Flow Rest 90% Full | Flow Rest 90% Full |  |  | Automatic Tank Gauge |  | Automatic flow restrictor (MLLD), Containment Sump | Containment Sump |  |  | Annual line testing | Annual line testing |  | UST Currently In Use: 3; UST Temp Close: 0; AST Currently In Use: 1; AST Temp Closed: 0 | 3 | 0 | 0 | 23416-095-017447 | SUPERIOR TRANSPORT, INC
45503 | Currently in Use |  | 1995-04-19 |  | Petroleum | Unleaded gasoline | Unleaded gasoline | Retail | Single Wall, Steel | Steel | Coated & cathodic protection (sti-P3) |  | Double Wall, Flexible |  |  | Other, FLXS ISOLA | Catchment Basin, Single walled catchment basin | Automatic shutoff device At 95% full, Flow Rest 90% Full | Flow Rest 90% Full |  |  | Automatic Tank Gauge |  | Automatic flow restrictor (MLLD), Containment Sump | Containment Sump |  |  | Annual line testing | Annual line testing |  | UST Currently In Use: 3; UST Temp Close: 0; AST Currently In Use: 1; AST Temp Closed: 0 | 3 | 0 | 0 | 23416-095-017447 | SUPERIOR TRANSPORT, INC
45504 | Permanently Closed | 1996-06-01 | 1976-01-01 | 1996-08-02 | Petroleum | On road diesel | On road diesel | Bulk facility, Emergency Power Generator | Steel | Steel |  | Painted or None | Steel |  | 1901-01-01 | [6 empty] | Manual Tank Gauging (only tanks 1000 gal. or less and 48” or 64” in diameter) | [8 empty] | UST Currently In Use: 0; UST Temp Close: 0; AST Currently In Use: 0; AST Temp Closed: 0 | 0 | 0 | 1 | 19851-069-017448 | WESLEY MANOR METHODIST HOME
45505 | Temporary Closed | 1998-10-01 | 1995-03-17 |  | Petroleum | Unleaded gasoline | Unleaded gasoline | Industrial | Fiberglass reinforced plastic | Fiberglass reinforced plastic |  |  | Flexible |  | 1901-01-01 | None | Catchment Basin, Single walled catchment basin | Automatic shutoff device At 95% full | Automatic shutoff device At 95% full | Interstitial Monitoring within Secondary Containment | [10 empty] | UST Currently In Use: 0; UST Temp Close: 1; AST Currently In Use: 0; AST Temp Closed: 0 | 0 | 1 | 2 | 22837-073-010994 | P&S TRANSPORTATION INC
45506 | Permanently Closed | 1996-01-01 | 1901-01-01 | 1997-07-08 | Petroleum | Unleaded gasoline | Unleaded gasoline |  | Steel | Steel |  |  |  |  | 1901-01-01 | [15 empty] | UST Currently In Use: 0; UST Temp Close: 0; AST Currently In Use: 0; AST Temp Closed: 0 | 0 | 0 | 1 | 19854-077-017450 | UNDERWOOD-PETERSVILLE VOLUNTEER FD
45507 | Temporary Closed | 2004-03-04 | 1995-01-13 |  | Petroleum | Mid-grade gasoline | Mid-grade gasoline | Retail | Single Wall, Steel | Steel | Coated & cathodic protection (sti-P3) |  | Fiberglass reinforced plastic, Single Wall |  | 1901-01-01 | None | Catchment Basin, Single walled catchment basin | Automatic shutoff device At 95% full | Automatic shutoff device At 95% full |  |  | Automatic Tank Gauge | [8 empty] | UST Currently In Use: 0; UST Temp Close: 3; AST Currently In Use: 2; AST Temp Closed: 0 | 0 | 3 | 0 | 21211-127-013234 | D D MORGAN OIL
45508 | Temporary Closed | 2004-03-04 | 1995-01-13 |  | Petroleum | Unleaded gasoline | Unleaded gasoline | Retail | Single Wall, Steel | Steel | Coated & cathodic protection (sti-P3) |  | Fiberglass reinforced plastic, Single Wall |  | 1901-01-01 | None | Catchment Basin, Single walled catchment basin | Automatic shutoff device At 95% full | Automatic shutoff device At 95% full |  |  | Automatic Tank Gauge | [8 empty] | UST Currently In Use: 0; UST Temp Close: 3; AST Currently In Use: 2; AST Temp Closed: 0 | 0 | 3 | 0 | 21211-127-013234 | D D MORGAN OIL
45509 | Temporary Closed | 2004-03-04 | 1993-01-13 |  | Petroleum | Premium gasoline | Premium gasoline | Retail | Single Wall, Steel | Steel | Coated & cathodic protection (sti-P3) |  | Fiberglass reinforced plastic, Single Wall |  | 1901-01-01 | None | Catchment Basin, Single walled catchment basin | Automatic shutoff device At 95% full | Automatic shutoff device At 95% full |  |  | Automatic Tank Gauge | [8 empty] | UST Currently In Use: 0; UST Temp Close: 3; AST Currently In Use: 2; AST Temp Closed: 0 | 0 | 3 | 0 | 21211-127-013234 | D D MORGAN OIL
45510 | Currently in Use |  | 1994-04-01 |  | Petroleum | Unleaded gasoline | Unleaded gasoline | Retail | Single Wall, Steel | Steel | Coated & cathodic protection (sti-P3) |  | Fiberglass reinforced plastic |  | 1901-01-01 |  | Catchment Basin, Single walled catchment basin | Flow Rest 90% Full | Flow Rest 90% Full |  |  | Continuous Automatic Tank Gauge |  | Automatic flow restrictor (MLLD) | Automatic flow restrictor (MLLD) |  |  | Annual line testing | Annual line testing |  | UST Currently In Use: 3; UST Temp Close: 0; AST Currently In Use: 0; AST Temp Closed: 0 | 3 | 0 | 0 | 23236-073-000589 | EMPIRE FOOD MART LLC
45511 | Currently in Use |  | 1994-04-01 |  | Petroleum | Premium gasoline | Premium gasoline | Retail | Single Wall, Steel | Steel | Coated & cathodic protection (sti-P3) |  | Fiberglass reinforced plastic |  | 1901-01-01 |  | Catchment Basin, Single walled catchment basin | Flow Rest 90% Full | Flow Rest 90% Full |  |  | Continuous Automatic Tank Gauge |  | Automatic flow restrictor (MLLD) | Automatic flow restrictor (MLLD) |  |  | Annual line testing | Annual line testing |  | UST Currently In Use: 3; UST Temp Close: 0; AST Currently In Use: 0; AST Temp Closed: 0 | 3 | 0 | 0 | 23236-073-000589 | EMPIRE FOOD MART LLC
45512 | Currently in Use |  | 1994-04-01 |  | Petroleum | On road diesel | On road diesel | Retail | Single Wall, Steel, 2T/4D | Steel | Coated & cathodic protection (sti-P3) |  | Fiberglass reinforced plastic |  | 1901-01-01 |  | Catchment Basin, Single walled catchment basin | Automatic shutoff device At 95% full | Automatic shutoff device At 95% full |  |  | Continuous Automatic Tank Gauge | [8 empty] | UST Currently In Use: 3; UST Temp Close: 0; AST Currently In Use: 0; AST Temp Closed: 0 | 3 | 0 | 0 | 23236-073-000589 | EMPIRE FOOD MART LLC
45514 | Permanently Closed | 2022-02-20 | 1995-03-10 | 2022-02-28 | Petroleum | Unleaded gasoline | Unleaded gasoline | Retail | Double Wall, Fiberglass coated steel, Steel | Steel | Coated & cathodic protection (sti-P3) |  | Double Wall, Fiberglass reinforced plastic |  |  |  | Catchment Basin, Single walled catchment basin | Flow Rest 90% Full | Flow Rest 90% Full | Interstitial Monitoring within Secondary Containment | SENSOR TO ATG | Continuous Automatic Tank Gauge |  | Automatic flow restrictor (MLLD) | Automatic flow restrictor (MLLD) |  | SENSOR TO ATG | Annual line testing | Annual line testing |  | UST Currently In Use: 0; UST Temp Close: 0; AST Currently In Use: 0; AST Temp Closed: 0 | 0 | 0 | 2 | 13579-127-017451 | MURPHY OIL USA, INC.
45515 | Permanently Closed | 2022-02-20 | 1995-03-10 | 2022-02-28 | Petroleum | Premium gasoline | Premium gasoline | Retail | Double Wall, Fiberglass coated steel, Steel | Steel | Coated & cathodic protection (sti-P3) |  | Double Wall, Fiberglass reinforced plastic |  |  |  | Catchment Basin, Single walled catchment basin | Flow Rest 90% Full | Flow Rest 90% Full | Interstitial Monitoring within Secondary Containment | SENSOR TO ATG | Continuous Automatic Tank Gauge | Single walled submersible pump containment sump | Automatic flow restrictor (MLLD) | Automatic flow restrictor (MLLD) |  | SENSOR TO ATG | Annual line testing | Annual line testing |  | UST Currently In Use: 0; UST Temp Close: 0; AST Currently In Use: 0; AST Temp Closed: 0 | 0 | 0 | 2 | 13579-127-017451 | MURPHY OIL USA, INC.
45516 | Currently in Use |  | 1995-01-25 |  | Petroleum | Unleaded gasoline | Unleaded gasoline | Retail | Steel | Steel | Coated & cathodic protection (sti-P3) |  | Fiberglass reinforced plastic |  |  |  | Catchment Basin, Single walled catchment basin | Flow Rest 90% Full | Flow Rest 90% Full |  |  | Continuous Automatic Tank Gauge |  | Automatic flow restrictor (MLLD), Containment Sump | Containment Sump | Interstitial Monitoring within Secondary Containment | MANUAL/VISUAL CHECK | Annual line testing, Continuous alarm system | Continuous alarm system |  | UST Currently In Use: 2; UST Temp Close: 0; AST Currently In Use: 0; AST Temp Closed: 0 | 2 | 0 | 0 | 25752-097-017453 | TRINITY ENTERPRISE LLC
45517 | Currently in Use |  | 1995-01-25 |  | Petroleum | Premium gasoline | Premium gasoline | Retail | Steel | Steel | Coated & cathodic protection (sti-P3) |  | Fiberglass reinforced plastic |  |  |  | Catchment Basin, Single walled catchment basin | Flow Rest 90% Full | Flow Rest 90% Full |  |  | Continuous Automatic Tank Gauge |  | Automatic flow restrictor (MLLD), Containment Sump | Containment Sump | Interstitial Monitoring within Secondary Containment | MANUAL/VISUAL CHECK | Annual line testing, Continuous alarm system | Continuous alarm system |  | UST Currently In Use: 2; UST Temp Close: 0; AST Currently In Use: 0; AST Temp Closed: 0 | 2 | 0 | 0 | 25752-097-017453 | TRINITY ENTERPRISE LLC
45518 | Currently in Use |  | 1994-09-07 |  | Petroleum | Unleaded gasoline | Unleaded gasoline | Retail | Single Wall, Steel, 12K-R/8K-P | Steel | Coated & cathodic protection (sti-P3) |  | Double Wall, Flexible | ENVIRON |  | Other, FLXS ISOLA | Catchment Basin, Single walled catchment basin | Automatic shutoff device At 95% full | Automatic shutoff device At 95% full |  |  | Automatic Tank Gauge |  | Automatic flow restrictor (MLLD), Containment Sump | Containment Sump |  | SENSOR TO ATG | Annual line testing, Continuous alarm system | Continuous alarm system |  | UST Currently In Use: 2; UST Temp Close: 0; AST Currently In Use: 0; AST Temp Closed: 0 | 2 | 0 | 5 | 22984-111-008700 | SANDEEP KAUR SINGH
45519 | Currently in Use |  | 1994-09-07 |  | Petroleum | On road diesel | On road diesel | Retail | Single Wall, Steel, 12K-D/8K-O | Steel | Coated & cathodic protection (sti-P3) |  | Double Wall, Flexible | ENVIRON |  | Other, FLXS ISOLA | Catchment Basin, Single walled catchment basin | Automatic shutoff device At 95% full | Automatic shutoff device At 95% full |  |  | Automatic Tank Gauge |  | Automatic flow restrictor (MLLD), Containment Sump | Containment Sump |  | SENSOR TO ATG | Annual line testing, Continuous alarm system | Continuous alarm system | Pressurized Piping, Suction Piping | UST Currently In Use: 2; UST Temp Close: 0; AST Currently In Use: 0; AST Temp Closed: 0 | 2 | 0 | 5 | 22984-111-008700 | SANDEEP KAUR SINGH
45520 | Permanently Closed | 2004-08-01 | 1995-02-07 | 2006-10-04 | Petroleum | Unleaded gasoline | Unleaded gasoline | Retail | Fiberglass reinforced plastic | Fiberglass reinforced plastic |  |  | Fiberglass reinforced plastic |  | 1901-01-01 |  | Catchment Basin, Single walled catchment basin | Automatic shutoff device At 95% full | Automatic shutoff device At 95% full |  |  | Statistical Inventory Reconciliation (SIR) | [5 empty] | Statistical inventory reconciliation (SIR) | Statistical inventory reconciliation (SIR) |  | UST Currently In Use: 0; UST Temp Close: 0; AST Currently In Use: 0; AST Temp Closed: 0 | 0 | 0 | 6 | 10975-097-000276 | CIRCLE K STORES INC ENVIRONMTAL
45521 | Permanently Closed | 2004-08-01 | 1995-02-07 | 2006-10-04 | Petroleum | Mid-grade gasoline | Mid-grade gasoline | Retail | Fiberglass reinforced plastic | Fiberglass reinforced plastic |  |  | Fiberglass reinforced plastic |  | 1901-01-01 |  | Catchment Basin, Single walled catchment basin | Automatic shutoff device At 95% full | Automatic shutoff device At 95% full |  |  | Statistical Inventory Reconciliation (SIR) | [5 empty] | Statistical inventory reconciliation (SIR) | Statistical inventory reconciliation (SIR) |  | UST Currently In Use: 0; UST Temp Close: 0; AST Currently In Use: 0; AST Temp Closed: 0 | 0 | 0 | 6 | 10975-097-000276 | CIRCLE K STORES INC ENVIRONMTAL
45523 | Permanently Closed | 2004-08-01 | 1995-02-07 | 2006-10-04 | Petroleum | Premium gasoline | Premium gasoline | Retail | Fiberglass reinforced plastic | Fiberglass reinforced plastic |  |  | Fiberglass reinforced plastic |  | 1901-01-01 |  | Catchment Basin, Single walled catchment basin | Automatic shutoff device At 95% full | Automatic shutoff device At 95% full |  |  | Statistical Inventory Reconciliation (SIR) | [5 empty] | Statistical inventory reconciliation (SIR) | Statistical inventory reconciliation (SIR) |  | UST Currently In Use: 0; UST Temp Close: 0; AST Currently In Use: 0; AST Temp Closed: 0 | 0 | 0 | 6 | 10975-097-000276 | CIRCLE K STORES INC ENVIRONMTAL
45524 | Permanently Closed | 2011-09-12 | 1995-02-13 | 2012-09-06 | Petroleum | Unleaded gasoline | Unleaded gasoline | Retail | Fiberglass coated steel | Fiberglass coated steel |  |  | Fiberglass reinforced plastic |  | 1901-01-01 |  | Catchment Basin, Single walled catchment basin | Automatic shutoff device At 95% full | Automatic shutoff device At 95% full |  |  | Statistical Inventory Reconciliation (SIR) | [5 empty] | Statistical inventory reconciliation (SIR) | Statistical inventory reconciliation (SIR) |  | UST Currently In Use: 0; UST Temp Close: 0; AST Currently In Use: 0; AST Temp Closed: 0 | 0 | 0 | 6 | 23413-097-000281 | CIRCLE K STORES, INC.
45525 | Permanently Closed | 2011-09-12 | 1995-02-13 | 2012-09-06 | Petroleum | Mid-grade gasoline | Mid-grade gasoline | Retail | Fiberglass coated steel | Fiberglass coated steel |  |  | Fiberglass reinforced plastic |  | 1901-01-01 |  | Catchment Basin, Single walled catchment basin | Automatic shutoff device At 95% full | Automatic shutoff device At 95% full |  |  | Statistical Inventory Reconciliation (SIR) | [5 empty] | Statistical inventory reconciliation (SIR) | Statistical inventory reconciliation (SIR) |  | UST Currently In Use: 0; UST Temp Close: 0; AST Currently In Use: 0; AST Temp Closed: 0 | 0 | 0 | 6 | 23413-097-000281 | CIRCLE K STORES, INC.
45526 | Permanently Closed | 2011-09-12 | 1995-02-13 | 2012-09-06 | Petroleum | Premium gasoline | Premium gasoline | Retail | Fiberglass coated steel | Fiberglass coated steel |  |  | Fiberglass reinforced plastic |  | 1901-01-01 |  | Catchment Basin, Single walled catchment basin | Automatic shutoff device At 95% full | Automatic shutoff device At 95% full |  |  | Statistical Inventory Reconciliation (SIR) | [5 empty] | Statistical inventory reconciliation (SIR) | Statistical inventory reconciliation (SIR) |  | UST Currently In Use: 0; UST Temp Close: 0; AST Currently In Use: 0; AST Temp Closed: 0 | 0 | 0 | 6 | 23413-097-000281 | CIRCLE K STORES, INC.
45527 | Currently in Use |  | 1995-04-12 |  | Petroleum | Unleaded gasoline | Unleaded gasoline | Retail | Steel | Steel | Coated & cathodic protection (sti-P3) |  | Fiberglass reinforced plastic |  |  | Other, FLXS ISOLA | Catchment Basin, Single walled catchment basin | Automatic shutoff device At 95% full, Flow Rest 90% Full | Flow Rest 90% Full | Interstitial Monitoring within Secondary Containment |  | Automatic Tank Gauge | [8 empty] | UST Currently In Use: 1; UST Temp Close: 0; AST Currently In Use: 0; AST Temp Closed: 0 | 1 | 0 | 0 | 24851-021-017454 | AMY TAYLOR
45528 | Permanently Closed | 2004-12-08 | 1995-03-11 | 2004-12-08 | Petroleum | Unleaded gasoline | Unleaded gasoline | Industrial | Steel | Steel | Coated & cathodic protection (sti-P3) |  | Fiberglass reinforced plastic |  | 1901-01-01 |  | Catchment Basin, Single walled catchment basin | Automatic shutoff device At 95% full | Automatic shutoff device At 95% full | Interstitial Monitoring within Secondary Containment |  | Continuous Automatic Tank Gauge | [8 empty] | UST Currently In Use: 0; UST Temp Close: 0; AST Currently In Use: 0; AST Temp Closed: 0 | 0 | 0 | 2 | 10125-121-003309 | SPIRE ALABAMA INC.
45529 | Currently in Use |  | 1995-04-28 |  | Petroleum | Unleaded gasoline | Unleaded gasoline | Retail | Single Wall, Steel | Steel | Coated & cathodic protection (sti-P3) |  | Double Wall, Steel, FG COATED |  |  | Isolated or Above Ground, FLXS ISOLA | Catchment Basin, Single walled catchment basin | Automatic shutoff device At 95% full | Automatic shutoff device At 95% full |  |  | Continuous Automatic Tank Gauge |  | Automatic shutoff device (AELLD) | Automatic shutoff device (AELLD) | [5 empty] | UST Currently In Use: 3; UST Temp Close: 0; AST Currently In Use: 1; AST Temp Closed: 0 | 3 | 0 | 0 | 24597-049-017457 | PETRO SOUTH
45530 | Currently in Use |  | 1995-04-28 |  | Petroleum | Premium gasoline | Premium gasoline | Retail | Single Wall, Steel | Steel | Coated & cathodic protection (sti-P3) |  | Double Wall, Steel, FG COATED |  |  | Isolated or Above Ground, FLXS ISOLA | Catchment Basin, Single walled catchment basin | Automatic shutoff device At 95% full | Automatic shutoff device At 95% full |  |  | Continuous Automatic Tank Gauge |  | Automatic shutoff device (AELLD) | Automatic shutoff device (AELLD) | [5 empty] | UST Currently In Use: 3; UST Temp Close: 0; AST Currently In Use: 1; AST Temp Closed: 0 | 3 | 0 | 0 | 24597-049-017457 | PETRO SOUTH
45531 | Currently in Use |  | 1995-04-28 |  | Petroleum | Unleaded gasoline | Unleaded gasoline | Retail | Single Wall, Steel | Steel | Coated & cathodic protection (sti-P3) |  | Double Wall, Steel, FG COATED |  |  | Isolated or Above Ground, FLXS ISOLA | Catchment Basin, Single walled catchment basin | Automatic shutoff device At 95% full | Automatic shutoff device At 95% full |  |  | Continuous Automatic Tank Gauge | [8 empty] | UST Currently In Use: 3; UST Temp Close: 0; AST Currently In Use: 1; AST Temp Closed: 0 | 3 | 0 | 0 | 24597-049-017457 | PETRO SOUTH
45532 | Currently in Use |  | 1995-03-20 |  | Petroleum | Premium gasoline | Premium gasoline | Retail | Steel | Steel | Coated & cathodic protection (sti-P3) |  | Flexible | ENVIRON | 1901-01-01 | None | Catchment Basin, Single walled catchment basin | Flow Rest 90% Full | Flow Rest 90% Full |  |  | Continuous Automatic Tank Gauge |  | Automatic flow restrictor (MLLD), Containment Sump | Containment Sump | Interstitial Monitoring within Secondary Containment | SENSOR TO ATG | Continuous alarm system | Continuous alarm system |  | UST Currently In Use: 2; UST Temp Close: 1; AST Currently In Use: 0; AST Temp Closed: 0 | 2 | 1 | 0 | 24801-003-017458 | SRI KRISHNA LLC
45533 | Temporary Closed | 2014-09-29 | 1995-03-20 |  | Petroleum | E85 | E85 | Retail | Steel | Steel | Coated & cathodic protection (sti-P3) |  | Flexible | ENVIRON | 1901-01-01 | None | Catchment Basin, Single walled catchment basin | Flow Rest 90% Full | Flow Rest 90% Full |  |  | Continuous Automatic Tank Gauge |  | Automatic flow restrictor (MLLD), Containment Sump | Containment Sump | Interstitial Monitoring within Secondary Containment | SENSOR TO ATG | Continuous alarm system | Continuous alarm system |  | UST Currently In Use: 2; UST Temp Close: 1; AST Currently In Use: 0; AST Temp Closed: 0 | 2 | 1 | 0 | 24801-003-017458 | SRI KRISHNA LLC
45534 | Currently in Use |  | 1995-03-20 |  | Petroleum | Unleaded gasoline | Unleaded gasoline | Retail | Steel | Steel | Coated & cathodic protection (sti-P3) |  | Flexible | ENVIRON | 1901-01-01 | None | Catchment Basin, Single walled catchment basin | Flow Rest 90% Full | Flow Rest 90% Full |  |  | Continuous Automatic Tank Gauge |  | Automatic flow restrictor (MLLD), Containment Sump | Containment Sump | Interstitial Monitoring within Secondary Containment | SENSOR TO ATG | Continuous alarm system | Continuous alarm system |  | UST Currently In Use: 2; UST Temp Close: 1; AST Currently In Use: 0; AST Temp Closed: 0 | 2 | 1 | 0 | 24801-003-017458 | SRI KRISHNA LLC
45535 | Permanently Closed | 1994-03-01 | 1985-01-01 | 1996-01-01 | Petroleum | Used oil | Used oil | Retail | [6 empty] | 1901-01-01 | [6 empty] | Manual Tank Gauging (only tanks 1000 gal. or less and 48” or 64” in diameter) |  | Other, MANUAL GAU | Other |  |  | Other, MANUAL GAU | Other |  | UST Currently In Use: 0; UST Temp Close: 0; AST Currently In Use: 0; AST Temp Closed: 0 | 0 | 0 | 1 | 19865-097-017459 | NETWORKS USA XI INC
45536 | Currently in Use |  | 1995-03-27 |  | Petroleum | Unleaded gasoline | Unleaded gasoline | Retail | Double Wall, Steel | Steel | Coated & cathodic protection (sti-P3) |  | Double Wall, Fiberglass reinforced plastic |  |  |  | Catchment Basin, Single walled catchment basin | Automatic shutoff device At 95% full | Automatic shutoff device At 95% full | Interstitial Monitoring within Secondary Containment | SENSOR TO ATG | Automatic Tank Gauge |  | Automatic flow restrictor (MLLD), Containment Sump | Containment Sump |  |  | Annual line testing | Annual line testing |  | UST Currently In Use: 2; UST Temp Close: 0; AST Currently In Use: 0; AST Temp Closed: 0 | 2 | 0 | 4 | 13929-003-013277 | PRINCE OIL COMPANY, INC.
45537 | Currently in Use |  | 1995-03-27 |  | Petroleum | Premium gasoline | Premium gasoline | Retail | Double Wall, Steel | Steel | Coated & cathodic protection (sti-P3) |  | Double Wall, Fiberglass reinforced plastic |  |  |  | Catchment Basin, Single walled catchment basin | Automatic shutoff device At 95% full | Automatic shutoff device At 95% full | Interstitial Monitoring within Secondary Containment | SENSOR TO ATG | Automatic Tank Gauge |  | Automatic flow restrictor (MLLD), Containment Sump | Containment Sump |  |  | Annual line testing | Annual line testing |  | UST Currently In Use: 2; UST Temp Close: 0; AST Currently In Use: 0; AST Temp Closed: 0 | 2 | 0 | 4 | 13929-003-013277 | PRINCE OIL COMPANY, INC.
45538 | Permanently Closed | 1998-02-01 | 1995-04-18 | 1998-02-21 | Petroleum | Unleaded gasoline | Unleaded gasoline | Retail | Steel | Steel | Coated & cathodic protection (sti-P3) |  | Other, ENVIRON |  | 1901-01-01 |  | Catchment Basin, Single walled catchment basin | Flow Rest 90% Full | Flow Rest 90% Full | Interstitial Monitoring within Secondary Containment | [5 empty] | Interstitial Monitoring within Secondary Containment |  |  |  |  | UST Currently In Use: 0; UST Temp Close: 0; AST Currently In Use: 0; AST Temp Closed: 0 | 0 | 0 | 2 | 13045-119-017460 | LARKIN OIL CO INC
45539 | Permanently Closed | 1998-02-01 | 1995-04-18 | 1998-02-21 | Petroleum | Unleaded gasoline | Unleaded gasoline | Retail | Steel | Steel | Coated & cathodic protection (sti-P3) |  | Other, ENVIRON |  | 1901-01-01 |  | Catchment Basin, Single walled catchment basin | Flow Rest 90% Full | Flow Rest 90% Full | Interstitial Monitoring within Secondary Containment | [5 empty] | Interstitial Monitoring within Secondary Containment |  |  |  |  | UST Currently In Use: 0; UST Temp Close: 0; AST Currently In Use: 0; AST Temp Closed: 0 | 0 | 0 | 2 | 13045-119-017460 | LARKIN OIL CO INC
45540 | Permanently Closed | 2005-12-27 | 1995-04-05 | 2005-12-27 | Petroleum | On road diesel | On road diesel | Bulk facility | Fiberglass coated steel | Fiberglass coated steel |  |  | Fiberglass reinforced plastic |  | 1901-01-01 | None | Catchment Basin, Single walled catchment basin | Automatic shutoff device At 95% full | Automatic shutoff device At 95% full | Interstitial Monitoring within Secondary Containment |  | Automatic Tank Gauge |  |  |  | Interstitial Monitoring within Secondary Containment |  |  |  |  | UST Currently In Use: 0; UST Temp Close: 0; AST Currently In Use: 0; AST Temp Closed: 0 | 0 | 0 | 1 | 23138-101-017461 | FRANK SCHILLECI
45541 | Currently in Use |  | 1995-03-05 |  | Petroleum | Unleaded gasoline | Unleaded gasoline | Retail | Single Wall, Steel | Steel | Coated & cathodic protection (sti-P3) |  | Fiberglass reinforced plastic, Single Wall |  |  |  | Catchment Basin, Single walled catchment basin | Automatic shutoff device At 95% full | Automatic shutoff device At 95% full |  |  | Continuous Automatic Tank Gauge | [8 empty] | UST Currently In Use: 7; UST Temp Close: 0; AST Currently In Use: 0; AST Temp Closed: 0 | 7 | 0 | 0 | 23429-049-017462 | MUSA PROPERTIES, LLC
45542 | Currently in Use |  | 1995-03-05 |  | Petroleum | Unleaded gasoline | Unleaded gasoline | Retail | Single Wall, Steel | Steel | Coated & cathodic protection (sti-P3) |  | Fiberglass reinforced plastic, Single Wall |  |  |  | Catchment Basin, Single walled catchment basin | Automatic shutoff device At 95% full | Automatic shutoff device At 95% full |  |  | Continuous Automatic Tank Gauge | [8 empty] | UST Currently In Use: 7; UST Temp Close: 0; AST Currently In Use: 0; AST Temp Closed: 0 | 7 | 0 | 0 | 23429-049-017462 | MUSA PROPERTIES, LLC
45543 | Currently in Use |  | 1995-03-05 |  | Petroleum | Premium gasoline | Premium gasoline | Retail | Single Wall, Steel | Steel | Coated & cathodic protection (sti-P3) |  | Fiberglass reinforced plastic, Single Wall |  |  |  | Catchment Basin, Single walled catchment basin | Automatic shutoff device At 95% full | Automatic shutoff device At 95% full |  |  | Continuous Automatic Tank Gauge | [8 empty] | UST Currently In Use: 7; UST Temp Close: 0; AST Currently In Use: 0; AST Temp Closed: 0 | 7 | 0 | 0 | 23429-049-017462 | MUSA PROPERTIES, LLC
45544 | Currently in Use |  | 1995-03-05 |  | Petroleum | Unleaded gasoline | Unleaded gasoline | Retail | Single Wall, Steel | Steel | Coated & cathodic protection (sti-P3) |  | Fiberglass reinforced plastic, Single Wall |  |  |  | Catchment Basin, Single walled catchment basin | Automatic shutoff device At 95% full | Automatic shutoff device At 95% full |  |  | Continuous Automatic Tank Gauge | [8 empty] | UST Currently In Use: 7; UST Temp Close: 0; AST Currently In Use: 0; AST Temp Closed: 0 | 7 | 0 | 0 | 23429-049-017462 | MUSA PROPERTIES, LLC
45545 | Currently in Use |  | 1995-03-05 |  | Petroleum | On road diesel | On road diesel | Retail | Single Wall, Steel | Steel | Coated & cathodic protection (sti-P3) |  | Fiberglass reinforced plastic, Single Wall |  |  |  | Catchment Basin, Single walled catchment basin | Automatic shutoff device At 95% full | Automatic shutoff device At 95% full |  |  | Continuous Automatic Tank Gauge | [8 empty] | UST Currently In Use: 7; UST Temp Close: 0; AST Currently In Use: 0; AST Temp Closed: 0 | 7 | 0 | 0 | 23429-049-017462 | MUSA PROPERTIES, LLC
45546 | Currently in Use |  | 1978-01-01 |  | Petroleum | Premium gasoline | Premium gasoline | Retail | Single Wall, Steel | Steel | Field installed cathodic protection |  | Double Wall, Fiberglass reinforced plastic |  |  |  | Catchment Basin, Single walled catchment basin | Flow Rest 90% Full | Flow Rest 90% Full |  |  | Continuous Automatic Tank Gauge |  | Automatic flow restrictor (MLLD), Containment Sump | Containment Sump | Interstitial Monitoring within Secondary Containment | SENSOR TO ATG | Continuous alarm system | Continuous alarm system |  | UST Currently In Use: 4; UST Temp Close: 1; AST Currently In Use: 0; AST Temp Closed: 0 | 4 | 1 | 0 | 25265-009-016718 | LGWS/CROSS AMERICA PARTNERS
45547 | Currently in Use |  | 1995-03-23 |  | Petroleum | Unleaded gasoline | Unleaded gasoline | Retail | Double Wall, Fiberglass coated steel | Fiberglass coated steel |  |  | Double Wall, Fiberglass reinforced plastic |  |  |  | Catchment Basin, Single walled catchment basin | Flow Rest 90% Full | Flow Rest 90% Full | Interstitial Monitoring within Secondary Containment | SENSOR TO ATG | Continuous Automatic Tank Gauge |  | Automatic flow restrictor (MLLD), Containment Sump | Containment Sump | Interstitial Monitoring within Secondary Containment | SENSOR TO ATG | Continuous alarm system | Continuous alarm system |  | UST Currently In Use: 4; UST Temp Close: 1; AST Currently In Use: 0; AST Temp Closed: 0 | 4 | 1 | 0 | 25265-009-016718 | LGWS/CROSS AMERICA PARTNERS
45548 | Currently in Use |  | 1995-03-15 |  | Petroleum | Unleaded gasoline | Unleaded gasoline | Retail | Steel | Steel | Coated & cathodic protection (sti-P3) |  | Flexible, ENVIROFLEX |  |  |  | Catchment Basin, Single walled catchment basin | Automatic shutoff device At 95% full | Automatic shutoff device At 95% full |  |  | Continuous Automatic Tank Gauge |  | Automatic flow restrictor (MLLD), Containment Sump | Containment Sump |  |  | Annual line testing | Annual line testing |  | UST Currently In Use: 3; UST Temp Close: 0; AST Currently In Use: 0; AST Temp Closed: 0 | 3 | 0 | 7 | 14681-013-013634 | STERLING OIL COMPANY, INC.
45549 | Currently in Use |  | 1995-03-15 |  | Petroleum | Unleaded gasoline | Unleaded gasoline | Retail | Steel | Steel | Coated & cathodic protection (sti-P3) |  | Flexible, ENVIROFLEX |  |  |  | Catchment Basin, Single walled catchment basin | Automatic shutoff device At 95% full | Automatic shutoff device At 95% full |  |  | Continuous Automatic Tank Gauge |  | Automatic flow restrictor (MLLD), Containment Sump | Containment Sump |  |  | Annual line testing | Annual line testing |  | UST Currently In Use: 3; UST Temp Close: 0; AST Currently In Use: 0; AST Temp Closed: 0 | 3 | 0 | 7 | 14681-013-013634 | STERLING OIL COMPANY, INC.
45550 | Currently in Use |  | 1995-03-15 |  | Petroleum | Premium gasoline | Premium gasoline | Retail | Steel | Steel | Coated & cathodic protection (sti-P3) |  | Flexible, ENVIROFLEX |  |  |  | Catchment Basin, Single walled catchment basin | Automatic shutoff device At 95% full | Automatic shutoff device At 95% full |  |  | Continuous Automatic Tank Gauge |  | Automatic flow restrictor (MLLD), Containment Sump | Containment Sump |  |  | Annual line testing | Annual line testing |  | UST Currently In Use: 3; UST Temp Close: 0; AST Currently In Use: 0; AST Temp Closed: 0 | 3 | 0 | 7 | 14681-013-013634 | STERLING OIL COMPANY, INC.
45551 | Permanently Closed | 2000-11-17 | 1995-05-09 | 2000-11-17 | Petroleum | Unleaded gasoline | Unleaded gasoline | Retail | Fiberglass reinforced plastic | Fiberglass reinforced plastic |  |  | Fiberglass reinforced plastic, DBWALL |  | 1901-01-01 |  | Catchment Basin, Single walled catchment basin | Audible high level alarm At 90% full, Flow Rest 90% Full | Flow Rest 90% Full | Interstitial Monitoring within Secondary Containment | [7 empty] | Continuous alarm system, Groundwater monitoring | Groundwater monitoring |  | UST Currently In Use: 0; UST Temp Close: 0; AST Currently In Use: 0; AST Temp Closed: 0 | 0 | 0 | 12 | 12930-049-001226 | CONOCO OIL CO/TOM HOLTY
45552 | Permanently Closed | 2000-11-17 | 1995-05-09 | 2000-11-17 | Petroleum | Unleaded gasoline | Unleaded gasoline | Retail | Fiberglass reinforced plastic | Fiberglass reinforced plastic |  |  | Fiberglass reinforced plastic, DBWALL |  | 1901-01-01 |  | Catchment Basin, Single walled catchment basin | Audible high level alarm At 90% full, Flow Rest 90% Full | Flow Rest 90% Full | Interstitial Monitoring within Secondary Containment | [5 empty] | Interstitial Monitoring within Secondary Containment |  | Groundwater monitoring | Groundwater monitoring |  | UST Currently In Use: 0; UST Temp Close: 0; AST Currently In Use: 0; AST Temp Closed: 0 | 0 | 0 | 12 | 12930-049-001226 | CONOCO OIL CO/TOM HOLTY
45553 | Permanently Closed | 2000-11-17 | 1995-05-08 | 2000-11-17 | Petroleum | Unleaded gasoline | Unleaded gasoline | Retail | Fiberglass reinforced plastic | Fiberglass reinforced plastic |  |  | Fiberglass reinforced plastic, DBWALL |  | 1901-01-01 |  | Catchment Basin, Single walled catchment basin | Audible high level alarm At 90% full, Flow Rest 90% Full | Flow Rest 90% Full | Interstitial Monitoring within Secondary Containment | [5 empty] | Interstitial Monitoring within Secondary Containment |  | Groundwater monitoring | Groundwater monitoring |  | UST Currently In Use: 0; UST Temp Close: 0; AST Currently In Use: 0; AST Temp Closed: 0 | 0 | 0 | 12 | 12930-049-001226 | CONOCO OIL CO/TOM HOLTY
45554 | Currently in Use |  | 1995-09-01 |  | Petroleum | Unleaded gasoline | Unleaded gasoline | Industrial | Single Wall, Steel | Steel | Coated & cathodic protection (sti-P3) |  | Fiberglass reinforced plastic, Single Wall |  |  |  | Catchment Basin, Single walled catchment basin | Audible high level alarm At 90% full, Automatic shutoff device At 95% full | Automatic shutoff device At 95% full | Interstitial Monitoring within Secondary Containment |  | Continuous Automatic Tank Gauge | [8 empty] | UST Currently In Use: 2; UST Temp Close: 0; AST Currently In Use: 1; AST Temp Closed: 0 | 2 | 0 | 0 | 17273-121-015249 | COOSA VALLEY ELECTRIC COOPERATIVE
45555 | Currently in Use |  | 1995-09-01 |  | Petroleum | On road diesel | On road diesel | Industrial | Single Wall, Steel, 4K/2K | Steel | Coated & cathodic protection (sti-P3) |  | Fiberglass reinforced plastic, Single Wall |  |  |  | Catchment Basin, Single walled catchment basin | Audible high level alarm At 90% full, Automatic shutoff device At 95% full | Automatic shutoff device At 95% full | Interstitial Monitoring within Secondary Containment |  | Continuous Automatic Tank Gauge | [8 empty] | UST Currently In Use: 2; UST Temp Close: 0; AST Currently In Use: 1; AST Temp Closed: 0 | 2 | 0 | 0 | 17273-121-015249 | COOSA VALLEY ELECTRIC COOPERATIVE
45556 | Temporary Closed | 2004-10-01 | 1995-03-23 |  | Petroleum | Unleaded gasoline | Unleaded gasoline | Retail | Fiberglass reinforced plastic | Fiberglass reinforced plastic |  |  | Flexible |  | 1901-01-01 | None | Catchment Basin, Single walled catchment basin | Flow Rest 90% Full | Flow Rest 90% Full |  |  | Automatic Tank Gauge |  | Automatic flow restrictor (MLLD) | Automatic flow restrictor (MLLD) | Interstitial Monitoring within Secondary Containment |  |  |  |  | UST Currently In Use: 0; UST Temp Close: 3; AST Currently In Use: 0; AST Temp Closed: 0 | 0 | 3 | 3 | 22612-099-000084 | LESTON B STALLWORTH JR
45557 | Temporary Closed | 2004-10-01 | 1995-03-23 |  | Petroleum | Mid-grade gasoline | Mid-grade gasoline | Retail | Fiberglass reinforced plastic | Fiberglass reinforced plastic |  |  | Flexible |  | 1901-01-01 | None | Catchment Basin, Single walled catchment basin | Flow Rest 90% Full | Flow Rest 90% Full |  |  | Automatic Tank Gauge |  | Automatic flow restrictor (MLLD) | Automatic flow restrictor (MLLD) | Interstitial Monitoring within Secondary Containment |  |  |  |  | UST Currently In Use: 0; UST Temp Close: 3; AST Currently In Use: 0; AST Temp Closed: 0 | 0 | 3 | 3 | 22612-099-000084 | LESTON B STALLWORTH JR
45558 | Temporary Closed | 2004-10-01 | 1995-03-23 |  | Petroleum | Premium gasoline | Premium gasoline | Retail | Fiberglass reinforced plastic | Fiberglass reinforced plastic |  |  | Flexible |  | 1901-01-01 | None | Catchment Basin, Single walled catchment basin | Flow Rest 90% Full | Flow Rest 90% Full |  |  | Automatic Tank Gauge |  | Automatic flow restrictor (MLLD) | Automatic flow restrictor (MLLD) | Interstitial Monitoring within Secondary Containment |  |  |  |  | UST Currently In Use: 0; UST Temp Close: 3; AST Currently In Use: 0; AST Temp Closed: 0 | 0 | 3 | 3 | 22612-099-000084 | LESTON B STALLWORTH JR
45559 | Permanently Closed | 2019-12-31 | 1995-05-01 |  | Petroleum | Mid-grade gasoline | Mid-grade gasoline | Retail | Steel | Steel | Coated & cathodic protection (sti-P3) |  | Fiberglass reinforced plastic |  |  |  | Catchment Basin, Single walled catchment basin | Automatic shutoff device At 95% full | Automatic shutoff device At 95% full |  |  | Continuous Automatic Tank Gauge | [8 empty] | UST Currently In Use: 0; UST Temp Close: 0; AST Currently In Use: 2; AST Temp Closed: 0 | 0 | 0 | 8 | 12203-005-000571 | DON HIGHLAND
45560 | Currently in Use |  | 1995-05-08 |  | Petroleum | Mid-grade gasoline | Mid-grade gasoline | Retail | Steel | Steel | Coated & cathodic protection (sti-P3) |  | Flexible | APT |  |  | Catchment Basin, Single walled catchment basin | Automatic shutoff device At 95% full, Flow Rest 90% Full | Flow Rest 90% Full |  |  | Continuous Automatic Tank Gauge |  | Automatic flow restrictor (MLLD), Containment Sump | Containment Sump | Interstitial Monitoring within Secondary Containment | MANUAL/VISUAL CHECK | Annual line testing | Annual line testing |  | UST Currently In Use: 2; UST Temp Close: 0; AST Currently In Use: 0; AST Temp Closed: 0 | 2 | 0 | 2 | 20673-101-007846 | CECIL E REEVES, JR
45561 | Currently in Use |  | 1995-05-08 |  | Petroleum | Unleaded gasoline | Unleaded gasoline | Retail | Steel | Steel | Coated & cathodic protection (sti-P3) |  | Flexible | APT |  |  | Catchment Basin, Single walled catchment basin | Automatic shutoff device At 95% full, Flow Rest 90% Full | Flow Rest 90% Full |  |  | Continuous Automatic Tank Gauge |  | Automatic flow restrictor (MLLD), Containment Sump | Containment Sump | Interstitial Monitoring within Secondary Containment | MANUAL/VISUAL CHECK | Annual line testing | Annual line testing |  | UST Currently In Use: 2; UST Temp Close: 0; AST Currently In Use: 0; AST Temp Closed: 0 | 2 | 0 | 2 | 20673-101-007846 | CECIL E REEVES, JR
45562 | Currently in Use |  | 1995-03-20 |  | Petroleum | On road diesel | On road diesel | Bulk facility, Emergency Power Generator, State/Federal Government | Fiberglass reinforced plastic | Fiberglass reinforced plastic |  |  | Fiberglass reinforced plastic |  | 1901-01-01 | None | Catchment Basin, Single walled catchment basin | Audible high level alarm At 90% full, Flow Rest 90% Full | Flow Rest 90% Full |  | PIT LINER | Automatic Tank Gauge | [8 empty] | UST Currently In Use: 1; UST Temp Close: 0; AST Currently In Use: 0; AST Temp Closed: 0 | 1 | 0 | 0 | 16407-101-017463 | RETIREMENT SYSTEMS OF ALABAMA
45563 | Permanently Closed | 2006-08-26 | 1995-05-04 | 2007-06-07 | Petroleum | Unleaded gasoline | Unleaded gasoline | Retail | Steel | Steel | Coated & cathodic protection (sti-P3) |  | Fiberglass reinforced plastic |  | 1901-01-01 | None | Catchment Basin, Single walled catchment basin | Flow Rest 90% Full | Flow Rest 90% Full |  |  | Statistical Inventory Reconciliation (SIR) | [5 empty] | Annual line testing | Annual line testing |  | UST Currently In Use: 0; UST Temp Close: 0; AST Currently In Use: 0; AST Temp Closed: 0 | 0 | 0 | 6 | 12743-011-012987 | JETER OIL CO
45564 | Permanently Closed | 2006-08-26 | 1995-05-04 | 2007-06-07 | Petroleum | On road diesel | On road diesel | Retail | Steel | Steel | Coated & cathodic protection (sti-P3) |  | Fiberglass reinforced plastic |  | 1901-01-01 | None | Catchment Basin, Single walled catchment basin | Flow Rest 90% Full | Flow Rest 90% Full |  |  | Statistical Inventory Reconciliation (SIR) | [5 empty] | Annual line testing | Annual line testing |  | UST Currently In Use: 0; UST Temp Close: 0; AST Currently In Use: 0; AST Temp Closed: 0 | 0 | 0 | 6 | 12743-011-012987 | JETER OIL CO
45565 | Permanently Closed | 2004-04-23 | 1994-01-13 | 2004-04-23 | Petroleum | On road diesel | On road diesel | Emergency Power Generator, Local Government | Fiberglass reinforced plastic | Fiberglass reinforced plastic |  |  | Flexible |  | 1901-01-01 |  | Catchment Basin, Single walled catchment basin | Flow Rest 90% Full | Flow Rest 90% Full |  |  | Manual Tank Gauging (only tanks 1000 gal. or less and 48” or 64” in diameter) | [8 empty] | UST Currently In Use: 0; UST Temp Close: 0; AST Currently In Use: 0; AST Temp Closed: 0 | 0 | 0 | 1 | 15689-097-017464 | BOARD OF WATER AND SEWER COMM
45566 | Currently in Use |  | 1995-02-15 |  | Petroleum | On road diesel | On road diesel | State/Federal Government | Fiberglass reinforced plastic | Fiberglass reinforced plastic |  |  | Fiberglass reinforced plastic |  | 1901-01-01 |  | Catchment Basin, Single walled catchment basin | Flow Rest 90% Full | Flow Rest 90% Full |  |  | Automatic Tank Gauge |  | Automatic flow restrictor (MLLD), Containment Sump | Containment Sump | Interstitial Monitoring within Secondary Containment |  | Continuous alarm system | Continuous alarm system |  | UST Currently In Use: 2; UST Temp Close: 0; AST Currently In Use: 1; AST Temp Closed: 0 | 2 | 0 | 4 | 14657-107-002947 | DEPARTMENT OF TRANSPORTATION HIGHWAY
45567 | Currently in Use |  | 1989-02-28 |  | Petroleum | Unleaded gasoline | Unleaded gasoline | State/Federal Government | Fiberglass reinforced plastic | Fiberglass reinforced plastic |  |  | Fiberglass reinforced plastic |  | 1901-01-01 |  | Catchment Basin, Single walled catchment basin | Flow Rest 90% Full | Flow Rest 90% Full |  |  | Automatic Tank Gauge |  | Automatic flow restrictor (MLLD), Containment Sump | Containment Sump | Interstitial Monitoring within Secondary Containment |  | Continuous alarm system | Continuous alarm system |  | UST Currently In Use: 2; UST Temp Close: 0; AST Currently In Use: 1; AST Temp Closed: 0 | 2 | 0 | 4 | 14657-107-002947 | DEPARTMENT OF TRANSPORTATION HIGHWAY
45568 | Permanently Closed | 2005-04-20 | 1994-01-06 | 2005-04-20 | Petroleum | On road diesel | On road diesel | Emergency Power Generator, Local Government | Fiberglass reinforced plastic | Fiberglass reinforced plastic |  |  | Fiberglass reinforced plastic |  | 1901-01-01 |  | Catchment Basin, Single walled catchment basin | Flow Rest 90% Full | Flow Rest 90% Full |  |  | Manual Tank Gauging (only tanks 1000 gal. or less and 48” or 64” in diameter) | [8 empty] | UST Currently In Use: 0; UST Temp Close: 0; AST Currently In Use: 0; AST Temp Closed: 0 | 0 | 0 | 1 | 15689-097-017465 | BOARD OF WATER AND SEWER COMM
45569 | Permanently Closed | 1998-01-01 | 1988-10-01 | 1998-07-09 | Petroleum | Used oil | Used oil | Industrial | Steel | Steel | Coated & cathodic protection (sti-P3) |  | Steel |  | 1901-01-01 | None | [5 empty] | Statistical Inventory Reconciliation (SIR) | [8 empty] | UST Currently In Use: 0; UST Temp Close: 0; AST Currently In Use: 0; AST Temp Closed: 0 | 0 | 0 | 3 | 12525-097-012577 | INTERNATIONAL PAPER CO
45570 | Permanently Closed | 1996-06-10 | 1989-01-01 | 1996-07-23 | Petroleum | Used oil | Used oil | Industrial, Local Government | Steel | Steel | Coated & cathodic protection (sti-P3) |  |  |  | 1901-01-01 | [15 empty] | UST Currently In Use: 0; UST Temp Close: 0; AST Currently In Use: 0; AST Temp Closed: 0 | 0 | 0 | 3 | 11058-073-001676 | CITY OF MOUNTAIN BROOK
45574 | Currently in Use |  | 1995-04-15 |  | Petroleum | Unleaded gasoline | Unleaded gasoline | Retail | Single Wall, Steel | Steel | Coated & cathodic protection (sti-P3) |  | Double Wall, Fiberglass reinforced plastic |  |  | Other, FLXS ISOLA | Catchment Basin, Single walled catchment basin | Flow Rest 90% Full | Flow Rest 90% Full |  |  | Statistical Inventory Reconciliation (SIR) |  | Automatic flow restrictor (MLLD) | Automatic flow restrictor (MLLD) |  |  | Statistical inventory reconciliation (SIR) | Statistical inventory reconciliation (SIR) |  | UST Currently In Use: 2; UST Temp Close: 0; AST Currently In Use: 0; AST Temp Closed: 0 | 2 | 0 | 3 | 16513-073-014382 | JACK MASSEY C/O HOLDEN ENERGY
45575 | Currently in Use |  | 1995-04-15 |  | Petroleum | On road diesel | On road diesel | Retail | Single Wall, Steel | Steel | Coated & cathodic protection (sti-P3) |  | Fiberglass reinforced plastic, Single Wall |  |  | Other, FLXS ISOLA | Catchment Basin, Single walled catchment basin | Automatic shutoff device At 95% full | Automatic shutoff device At 95% full |  |  | Statistical Inventory Reconciliation (SIR) | [8 empty] | UST Currently In Use: 2; UST Temp Close: 0; AST Currently In Use: 0; AST Temp Closed: 0 | 2 | 0 | 3 | 16513-073-014382 | JACK MASSEY C/O HOLDEN ENERGY
45576 | Permanently Closed | 1998-12-22 | 1982-06-02 | 1999-10-25 | Petroleum | On road diesel | On road diesel | Retail | Single Wall, Steel | Steel |  | Painted or None | Steel |  |  |  | Catchment Basin, Single walled catchment basin | Flow Rest 90% Full | Flow Rest 90% Full |  |  | Automatic Tank Gauge | [8 empty] | UST Currently In Use: 0; UST Temp Close: 3; AST Currently In Use: 0; AST Temp Closed: 0 | 0 | 3 | 1 | 14852-079-013883 | TERRY AND YOUNG OIL COMPANY, INC.
45577 | Temporary Closed | 2009-06-10 | 1992-08-01 |  | Petroleum | Unleaded gasoline | Unleaded gasoline | Retail | Single Wall, Steel | Steel | Coated & cathodic protection (sti-P3) |  | Fiberglass reinforced plastic, Single Wall |  |  | Other, FLXS ISOLA | Catchment Basin, Single walled catchment basin | Automatic shutoff device At 95% full, Flow Rest 90% Full | Flow Rest 90% Full |  |  | Automatic Tank Gauge | [8 empty] | UST Currently In Use: 0; UST Temp Close: 3; AST Currently In Use: 0; AST Temp Closed: 0 | 0 | 3 | 3 | 14852-079-009878 | TERRY AND YOUNG OIL COMPANY, INC.
45578 | Temporary Closed | 2009-06-10 | 1992-08-01 |  | Petroleum | Premium gasoline | Premium gasoline | Retail | Single Wall, Steel | Steel | Coated & cathodic protection (sti-P3) |  | Fiberglass reinforced plastic, Single Wall |  |  | Other, FLXS ISOLA | Catchment Basin, Single walled catchment basin | Automatic shutoff device At 95% full, Flow Rest 90% Full | Flow Rest 90% Full |  |  | Automatic Tank Gauge | [8 empty] | UST Currently In Use: 0; UST Temp Close: 3; AST Currently In Use: 0; AST Temp Closed: 0 | 0 | 3 | 3 | 14852-079-009878 | TERRY AND YOUNG OIL COMPANY, INC.
45579 | Temporary Closed | 2009-06-10 | 1992-08-01 |  | Petroleum | On road diesel | On road diesel | Retail | Single Wall, Steel | Steel | Coated & cathodic protection (sti-P3) |  | Fiberglass reinforced plastic, Single Wall |  |  | Other, FLXS ISOLA | Catchment Basin, Single walled catchment basin | Automatic shutoff device At 95% full, Flow Rest 90% Full | Flow Rest 90% Full |  |  | Automatic Tank Gauge | [8 empty] | UST Currently In Use: 0; UST Temp Close: 3; AST Currently In Use: 0; AST Temp Closed: 0 | 0 | 3 | 3 | 14852-079-009878 | TERRY AND YOUNG OIL COMPANY, INC.
45580 | Currently in Use |  | 1993-03-01 |  | Petroleum | Mid-grade gasoline | Mid-grade gasoline | Retail | Single Wall, Steel | Steel | Coated & cathodic protection (sti-P3) |  | Fiberglass reinforced plastic, Single Wall |  |  | Other, FLXS ISOLA | Catchment Basin, Single walled catchment basin | Automatic shutoff device At 95% full, Flow Rest 90% Full | Flow Rest 90% Full |  |  | Automatic Tank Gauge | [8 empty] | UST Currently In Use: 2; UST Temp Close: 0; AST Currently In Use: 0; AST Temp Closed: 0 | 2 | 0 | 2 | 14852-079-009875 | TERRY AND YOUNG OIL COMPANY, INC.
45581 | Currently in Use |  | 1993-03-01 |  | Petroleum | Unleaded gasoline | Unleaded gasoline | Retail | Single Wall, Steel | Steel | Coated & cathodic protection (sti-P3) |  | Fiberglass reinforced plastic, Single Wall |  |  | Other, FLXS ISOLA | Catchment Basin, Single walled catchment basin | Automatic shutoff device At 95% full, Flow Rest 90% Full | Flow Rest 90% Full |  |  | Automatic Tank Gauge | [8 empty] | UST Currently In Use: 2; UST Temp Close: 0; AST Currently In Use: 0; AST Temp Closed: 0 | 2 | 0 | 2 | 14852-079-009875 | TERRY AND YOUNG OIL COMPANY, INC.
45582 | Currently in Use |  | 1995-04-05 |  | Petroleum | Unleaded gasoline | Unleaded gasoline | Retail | Steel | Steel | Coated & cathodic protection (sti-P3) |  | Flexible, ENVIROFLEX |  | 2025-08-13 |  | Catchment Basin, Single walled catchment basin | Automatic shutoff device At 95% full, Flow Rest 90% Full | Flow Rest 90% Full |  |  | Statistical Inventory Reconciliation (SIR) |  | Automatic flow restrictor (MLLD), Containment Sump | Containment Sump | Interstitial Monitoring within Secondary Containment | SENSOR TO ATG | Continuous alarm system | Continuous alarm system |  | UST Currently In Use: 2; UST Temp Close: 0; AST Currently In Use: 0; AST Temp Closed: 0 | 2 | 0 | 0 | 22723-125-017253 | JOHNNY H. GARRISON JR.
45583 | Currently in Use |  | 1995-04-05 |  | Petroleum | On road diesel | On road diesel | Retail | Steel | Steel | Coated & cathodic protection (sti-P3) |  | Flexible, ENVIROFLEX |  | 2025-08-13 |  | Catchment Basin, Single walled catchment basin | Automatic shutoff device At 95% full, Flow Rest 90% Full | Flow Rest 90% Full |  |  | Statistical Inventory Reconciliation (SIR) |  | Automatic flow restrictor (MLLD), Containment Sump | Containment Sump | Interstitial Monitoring within Secondary Containment | SENSOR TO ATG | Continuous alarm system | Continuous alarm system |  | UST Currently In Use: 2; UST Temp Close: 0; AST Currently In Use: 0; AST Temp Closed: 0 | 2 | 0 | 0 | 22723-125-017253 | JOHNNY H. GARRISON JR.
45584 | Currently in Use |  | 1993-01-01 |  | Petroleum | Unleaded gasoline | Unleaded gasoline | Retail | Double Wall, Steel | Steel | Coated & cathodic protection (sti-P3) |  | Double Wall, Flexible |  |  |  | Catchment Basin, Single walled catchment basin | Flow Rest 90% Full | Flow Rest 90% Full |  |  | Continuous Automatic Tank Gauge |  | Automatic shutoff device (AELLD), Containment Sump | Containment Sump |  |  | Continuous alarm system | Continuous alarm system |  | UST Currently In Use: 2; UST Temp Close: 0; AST Currently In Use: 0; AST Temp Closed: 0 | 2 | 0 | 0 | 25265-079-017467 | LGWS/CROSS AMERICA PARTNERS
45585 | Currently in Use |  | 1993-01-01 |  | Petroleum | Unleaded gasoline | Unleaded gasoline | Retail | Double Wall, Steel | Steel | Coated & cathodic protection (sti-P3) |  | Double Wall, Flexible |  |  |  | Catchment Basin, Single walled catchment basin | Flow Rest 90% Full | Flow Rest 90% Full |  |  | Continuous Automatic Tank Gauge |  | Automatic shutoff device (AELLD), Containment Sump | Containment Sump |  |  | Continuous alarm system | Continuous alarm system |  | UST Currently In Use: 2; UST Temp Close: 0; AST Currently In Use: 0; AST Temp Closed: 0 | 2 | 0 | 0 | 25265-079-017467 | LGWS/CROSS AMERICA PARTNERS
45586 | Currently in Use |  | 1994-12-06 |  | Petroleum | Unleaded gasoline | Unleaded gasoline | Retail | Steel | Steel | Coated & cathodic protection (sti-P3) |  | Fiberglass reinforced plastic |  |  | Galvanic Cathodic, FLX ISO | Catchment Basin, Single walled catchment basin | Flow Rest 90% Full | Flow Rest 90% Full |  |  | Statistical Inventory Reconciliation (SIR) | [8 empty] | UST Currently In Use: 1; UST Temp Close: 0; AST Currently In Use: 0; AST Temp Closed: 0 | 1 | 0 | 0 | 24584-013-017469 | BRIGHT TEK LLC / DBA FOOD STOP 2
45587 | Currently in Use |  | 1995-04-05 |  | Petroleum | Premium gasoline | Premium gasoline | Retail | Steel | Steel | Coated & cathodic protection (sti-P3) |  | Fiberglass reinforced plastic |  |  |  | Catchment Basin, Single walled catchment basin | Flow Rest 90% Full | Flow Rest 90% Full |  |  | Automatic Tank Gauge |  | Automatic flow restrictor (MLLD), Containment Sump | Containment Sump |  |  | Annual line testing | Annual line testing |  | UST Currently In Use: 4; UST Temp Close: 0; AST Currently In Use: 0; AST Temp Closed: 0 | 4 | 0 | 0 | 15021-051-003387 | TURNER OIL INC
45588 | Currently in Use |  | 1995-04-05 |  | Petroleum | Mid-grade gasoline | Mid-grade gasoline | Retail | Steel | Steel | Coated & cathodic protection (sti-P3) |  | Fiberglass reinforced plastic |  |  |  | Catchment Basin, Single walled catchment basin | Flow Rest 90% Full | Flow Rest 90% Full |  |  | Automatic Tank Gauge |  | Automatic flow restrictor (MLLD), Containment Sump | Containment Sump |  |  | Annual line testing | Annual line testing |  | UST Currently In Use: 4; UST Temp Close: 0; AST Currently In Use: 0; AST Temp Closed: 0 | 4 | 0 | 0 | 15021-051-003387 | TURNER OIL INC
45589 | Currently in Use |  | 1995-04-05 |  | Petroleum | Unleaded gasoline | Unleaded gasoline | Retail | Steel | Steel | Coated & cathodic protection (sti-P3) |  | Fiberglass reinforced plastic |  |  |  | Catchment Basin, Single walled catchment basin | Flow Rest 90% Full | Flow Rest 90% Full |  |  | Automatic Tank Gauge |  | Automatic flow restrictor (MLLD), Containment Sump | Containment Sump |  |  | Annual line testing, Continuous alarm system | Continuous alarm system |  | UST Currently In Use: 4; UST Temp Close: 0; AST Currently In Use: 0; AST Temp Closed: 0 | 4 | 0 | 0 | 15021-051-003387 | TURNER OIL INC
45590 | Currently in Use |  | 1995-04-05 |  | Petroleum | On road diesel | On road diesel | Retail | Steel | Steel | Coated & cathodic protection (sti-P3) |  | Fiberglass reinforced plastic |  |  |  | Catchment Basin, Single walled catchment basin | Flow Rest 90% Full | Flow Rest 90% Full |  |  | Automatic Tank Gauge |  | Automatic flow restrictor (MLLD), Containment Sump | Containment Sump |  |  | Annual line testing | Annual line testing |  | UST Currently In Use: 4; UST Temp Close: 0; AST Currently In Use: 0; AST Temp Closed: 0 | 4 | 0 | 0 | 15021-051-003387 | TURNER OIL INC
45591 | Currently in Use |  | 1992-06-10 |  | Petroleum | Unleaded gasoline | Unleaded gasoline | Retail | Fiberglass reinforced plastic, Single Wall | Single Wall |  |  | Double Wall, Fiberglass reinforced plastic |  | 1901-01-01 |  | Catchment Basin, Single walled catchment basin | Flow Rest 90% Full | Flow Rest 90% Full |  |  | Continuous Automatic Tank Gauge | Single walled submersible pump containment sump | Automatic flow restrictor (MLLD), Containment Sump | Containment Sump |  |  | Annual line testing | Annual line testing |  | UST Currently In Use: 3; UST Temp Close: 0; AST Currently In Use: 0; AST Temp Closed: 0 | 3 | 0 | 0 | 19870-009-006687 | CARYN L BAINS
45592 | Currently in Use |  | 1992-06-10 |  | Petroleum | Premium gasoline | Premium gasoline | Retail | Fiberglass reinforced plastic, Single Wall | Single Wall |  |  | Double Wall, Fiberglass reinforced plastic |  | 1901-01-01 |  | Catchment Basin, Single walled catchment basin | Flow Rest 90% Full | Flow Rest 90% Full |  |  | Continuous Automatic Tank Gauge | Single walled submersible pump containment sump | Automatic flow restrictor (MLLD), Containment Sump | Containment Sump |  |  | Annual line testing | Annual line testing |  | UST Currently In Use: 3; UST Temp Close: 0; AST Currently In Use: 0; AST Temp Closed: 0 | 3 | 0 | 0 | 19870-009-006687 | CARYN L BAINS
45593 | Currently in Use |  | 1992-06-10 |  | Petroleum | On road diesel | On road diesel | Retail | Fiberglass reinforced plastic, Single Wall | Single Wall |  |  | Double Wall, Fiberglass reinforced plastic |  | 1901-01-01 |  | Catchment Basin, Single walled catchment basin | Flow Rest 90% Full | Flow Rest 90% Full |  |  | Continuous Automatic Tank Gauge | Single walled submersible pump containment sump | Automatic flow restrictor (MLLD), Containment Sump | Containment Sump |  |  | Annual line testing | Annual line testing |  | UST Currently In Use: 3; UST Temp Close: 0; AST Currently In Use: 0; AST Temp Closed: 0 | 3 | 0 | 0 | 19870-009-006687 | CARYN L BAINS
45595 | Permanently Closed | 1997-10-01 | 1989-01-01 | 1998-06-11 | Petroleum | Unleaded gasoline | Unleaded gasoline | Retail | Steel | Steel |  | Painted or None |  |  | 1901-01-01 | [12 empty] | Annual line testing | Annual line testing |  | UST Currently In Use: 0; UST Temp Close: 0; AST Currently In Use: 0; AST Temp Closed: 0 | 0 | 0 | 3 | 20473-125-017470 | CAROLYNLEE BONNIEJUNKIN JOHNMARLER
45596 | Permanently Closed | 1997-10-01 | 1989-01-01 | 1998-06-11 | Petroleum | Unleaded gasoline | Unleaded gasoline | Retail | Steel | Steel |  | Painted or None |  |  | 1901-01-01 | [12 empty] | Annual line testing | Annual line testing |  | UST Currently In Use: 0; UST Temp Close: 0; AST Currently In Use: 0; AST Temp Closed: 0 | 0 | 0 | 3 | 20473-125-017470 | CAROLYNLEE BONNIEJUNKIN JOHNMARLER
45597 | Permanently Closed | 1997-10-01 | 1989-01-01 | 1998-06-11 | Petroleum | On road diesel | On road diesel | Retail | Steel | Steel |  | Painted or None |  |  | 1901-01-01 | [12 empty] | Annual line testing | Annual line testing |  | UST Currently In Use: 0; UST Temp Close: 0; AST Currently In Use: 0; AST Temp Closed: 0 | 0 | 0 | 3 | 20473-125-017470 | CAROLYNLEE BONNIEJUNKIN JOHNMARLER
45598 | Permanently Closed | 2004-08-26 | 1994-08-08 | 2016-02-25 | Petroleum | Unleaded gasoline | Unleaded gasoline | Retail | Steel | Steel | Coated & cathodic protection (sti-P3), Field installed cathodic protection |  | Fiberglass reinforced plastic |  | 1901-01-01 |  | Catchment Basin, Single walled catchment basin | Automatic shutoff device At 95% full, Flow Rest 90% Full | Flow Rest 90% Full | [8 empty] | Annual line testing | Annual line testing |  | UST Currently In Use: 0; UST Temp Close: 0; AST Currently In Use: 0; AST Temp Closed: 0 | 0 | 0 | 8 | 21638-097-002733 | BERNARD & WINFRED EATON
45599 | Permanently Closed | 2004-08-26 | 1994-08-08 | 2016-02-25 | Petroleum | Mid-grade gasoline | Mid-grade gasoline | Retail | Steel | Steel | Coated & cathodic protection (sti-P3), Field installed cathodic protection |  | Fiberglass reinforced plastic |  | 1901-01-01 |  | Catchment Basin, Single walled catchment basin | Automatic shutoff device At 95% full, Flow Rest 90% Full | Flow Rest 90% Full | [8 empty] | Annual line testing | Annual line testing |  | UST Currently In Use: 0; UST Temp Close: 0; AST Currently In Use: 0; AST Temp Closed: 0 | 0 | 0 | 8 | 21638-097-002733 | BERNARD & WINFRED EATON
45600 | Permanently Closed | 2004-08-26 | 1994-08-08 | 2016-02-25 | Petroleum | Premium gasoline | Premium gasoline | Retail | Steel | Steel | Coated & cathodic protection (sti-P3), Field installed cathodic protection |  | Fiberglass reinforced plastic |  | 1901-01-01 |  | Catchment Basin, Single walled catchment basin | Automatic shutoff device At 95% full, Flow Rest 90% Full | Flow Rest 90% Full | [8 empty] | Annual line testing | Annual line testing |  | UST Currently In Use: 0; UST Temp Close: 0; AST Currently In Use: 0; AST Temp Closed: 0 | 0 | 0 | 8 | 21638-097-002733 | BERNARD & WINFRED EATON
45601 | Currently in Use |  | 1995-04-15 |  | Petroleum | Unleaded gasoline | Unleaded gasoline | Retail | Fiberglass reinforced plastic | Fiberglass reinforced plastic |  |  | Fiberglass reinforced plastic |  | 1901-01-01 | None | Catchment Basin, Single walled catchment basin | Automatic shutoff device At 95% full | Automatic shutoff device At 95% full |  |  | Statistical Inventory Reconciliation (SIR) |  | Automatic flow restrictor (MLLD), Containment Sump | Containment Sump |  |  | Statistical inventory reconciliation (SIR) | Statistical inventory reconciliation (SIR) |  | UST Currently In Use: 3; UST Temp Close: 0; AST Currently In Use: 0; AST Temp Closed: 0 | 3 | 0 | 0 | 14410-003-017471 | MCDONALD OIL COMPANY
45602 | Currently in Use |  | 1995-04-15 |  | Petroleum | On road diesel | On road diesel | Retail | Fiberglass reinforced plastic | Fiberglass reinforced plastic |  |  | Fiberglass reinforced plastic |  | 1901-01-01 | None | Catchment Basin, Single walled catchment basin | Automatic shutoff device At 95% full | Automatic shutoff device At 95% full |  |  | Statistical Inventory Reconciliation (SIR) |  | Automatic flow restrictor (MLLD), Containment Sump | Containment Sump |  |  | Statistical inventory reconciliation (SIR) | Statistical inventory reconciliation (SIR) |  | UST Currently In Use: 3; UST Temp Close: 0; AST Currently In Use: 0; AST Temp Closed: 0 | 3 | 0 | 0 | 14410-003-017471 | MCDONALD OIL COMPANY
45603 | Currently in Use |  | 1995-04-15 |  | Petroleum | Premium gasoline | Premium gasoline | Retail | Fiberglass reinforced plastic | Fiberglass reinforced plastic |  |  | Fiberglass reinforced plastic |  | 1901-01-01 | None | Catchment Basin, Single walled catchment basin | Automatic shutoff device At 95% full | Automatic shutoff device At 95% full |  |  | Statistical Inventory Reconciliation (SIR) |  | Automatic flow restrictor (MLLD), Containment Sump | Containment Sump |  |  | Statistical inventory reconciliation (SIR) | Statistical inventory reconciliation (SIR) |  | UST Currently In Use: 3; UST Temp Close: 0; AST Currently In Use: 0; AST Temp Closed: 0 | 3 | 0 | 0 | 14410-003-017471 | MCDONALD OIL COMPANY
45604 | Temporary Closed | 2004-08-01 | 1995-02-25 |  | Petroleum | Premium gasoline | Premium gasoline | Retail | Steel | Steel | Coated & cathodic protection (sti-P3) |  | Fiberglass reinforced plastic |  | 1901-01-01 | None | Catchment Basin, Single walled catchment basin | Automatic shutoff device At 95% full, Flow Rest 90% Full | Flow Rest 90% Full |  |  | Statistical Inventory Reconciliation (SIR) | [8 empty] | UST Currently In Use: 0; UST Temp Close: 2; AST Currently In Use: 1; AST Temp Closed: 0 | 0 | 2 | 6 | 12367-073-007212 | KENNETH AND KATHY MCCLELLAN
45605 | Temporary Closed | 2004-08-01 | 1995-02-25 |  | Petroleum | Unleaded gasoline | Unleaded gasoline | Retail | Steel | Steel | Coated & cathodic protection (sti-P3) |  | Fiberglass reinforced plastic |  | 1901-01-01 | None | Catchment Basin, Single walled catchment basin | Automatic shutoff device At 95% full, Flow Rest 90% Full | Flow Rest 90% Full |  |  | Statistical Inventory Reconciliation (SIR) | [8 empty] | UST Currently In Use: 0; UST Temp Close: 2; AST Currently In Use: 1; AST Temp Closed: 0 | 0 | 2 | 6 | 12367-073-007212 | KENNETH AND KATHY MCCLELLAN
45606 | Currently in Use |  | 1992-03-26 |  | Petroleum | Unleaded gasoline | Unleaded gasoline | Local Government | Double Wall, Fiberglass reinforced plastic | Fiberglass reinforced plastic |  |  | Double Wall, Fiberglass reinforced plastic |  | 1901-01-01 |  | Catchment Basin, Single walled catchment basin | Flow Rest 90% Full | Flow Rest 90% Full |  |  | Continuous Automatic Tank Gauge |  | Automatic flow restrictor (MLLD), Containment Sump | Containment Sump |  |  | Annual line testing | Annual line testing |  | UST Currently In Use: 2; UST Temp Close: 0; AST Currently In Use: 0; AST Temp Closed: 0 | 2 | 0 | 0 | 11085-125-017472 | CITY OF TUSCALOOSA
45607 | Currently in Use |  | 1992-03-26 |  | Petroleum | On road diesel | On road diesel | Local Government | Double Wall, Fiberglass reinforced plastic | Fiberglass reinforced plastic |  |  | Double Wall, Fiberglass reinforced plastic |  | 1901-01-01 |  | Catchment Basin, Single walled catchment basin | Flow Rest 90% Full | Flow Rest 90% Full |  |  | Continuous Automatic Tank Gauge |  | Automatic flow restrictor (MLLD), Containment Sump | Containment Sump |  |  | Annual line testing | Annual line testing |  | UST Currently In Use: 2; UST Temp Close: 0; AST Currently In Use: 0; AST Temp Closed: 0 | 2 | 0 | 0 | 11085-125-017472 | CITY OF TUSCALOOSA
45608 | Currently in Use |  | 1990-07-12 |  | Petroleum | Unleaded gasoline | Unleaded gasoline | Local Government | Fiberglass reinforced plastic | Fiberglass reinforced plastic |  |  | Fiberglass reinforced plastic |  | 1901-01-01 |  | Catchment Basin, Single walled catchment basin | Automatic shutoff device At 95% full | Automatic shutoff device At 95% full |  |  | Automatic Tank Gauge |  | Automatic flow restrictor (MLLD), Containment Sump | Containment Sump |  |  | Annual line testing | Annual line testing |  | UST Currently In Use: 3; UST Temp Close: 0; AST Currently In Use: 0; AST Temp Closed: 0 | 3 | 0 | 0 | 11085-125-017473 | CITY OF TUSCALOOSA
45609 | Currently in Use |  | 1990-07-12 |  | Petroleum | Unleaded gasoline | Unleaded gasoline | Local Government | Fiberglass reinforced plastic | Fiberglass reinforced plastic |  |  | Fiberglass reinforced plastic |  | 1901-01-01 |  | Catchment Basin, Single walled catchment basin | Automatic shutoff device At 95% full | Automatic shutoff device At 95% full |  |  | Automatic Tank Gauge |  | Automatic flow restrictor (MLLD), Containment Sump | Containment Sump |  |  | Annual line testing | Annual line testing |  | UST Currently In Use: 3; UST Temp Close: 0; AST Currently In Use: 0; AST Temp Closed: 0 | 3 | 0 | 0 | 11085-125-017473 | CITY OF TUSCALOOSA
45610 | Currently in Use |  | 1990-07-12 |  | Petroleum | On road diesel | On road diesel | Emergency Power Generator, Local Government | Fiberglass reinforced plastic | Fiberglass reinforced plastic |  |  | Fiberglass reinforced plastic |  | 1901-01-01 |  | Catchment Basin, Single walled catchment basin | Automatic shutoff device At 95% full | Automatic shutoff device At 95% full | Interstitial Monitoring within Secondary Containment |  | Automatic Tank Gauge | [8 empty] | UST Currently In Use: 3; UST Temp Close: 0; AST Currently In Use: 0; AST Temp Closed: 0 | 3 | 0 | 0 | 11085-125-017473 | CITY OF TUSCALOOSA
45611 | Currently in Use |  | 1995-01-12 |  | Petroleum | Unleaded gasoline | Unleaded gasoline | Retail | Steel | Steel | Coated & cathodic protection (sti-P3) |  | Fiberglass reinforced plastic |  |  | Other, FLXS ISOLA | Catchment Basin, Single walled catchment basin | Flow Rest 90% Full | Flow Rest 90% Full |  |  | Statistical Inventory Reconciliation (SIR) |  | Automatic flow restrictor (MLLD), Containment Sump | Containment Sump |  |  | Statistical inventory reconciliation (SIR) | Statistical inventory reconciliation (SIR) |  | UST Currently In Use: 2; UST Temp Close: 0; AST Currently In Use: 0; AST Temp Closed: 0 | 2 | 0 | 3 | 24352-053-006430 | TIMOTHY CHAVERS
45612 | Currently in Use |  | 1995-01-12 |  | Petroleum | Premium gasoline | Premium gasoline | Retail | Steel | Steel | Coated & cathodic protection (sti-P3) |  | Fiberglass reinforced plastic |  |  | Other, FLXS ISOLA | Catchment Basin, Single walled catchment basin | Flow Rest 90% Full | Flow Rest 90% Full |  |  | Statistical Inventory Reconciliation (SIR) |  | Automatic flow restrictor (MLLD), Containment Sump | Containment Sump |  |  | Statistical inventory reconciliation (SIR) | Statistical inventory reconciliation (SIR) |  | UST Currently In Use: 2; UST Temp Close: 0; AST Currently In Use: 0; AST Temp Closed: 0 | 2 | 0 | 3 | 24352-053-006430 | TIMOTHY CHAVERS
45613 | Currently in Use |  | 1995-06-01 |  | Petroleum | Unleaded gasoline | Unleaded gasoline | Retail | Single Wall, Steel | Steel | Coated & cathodic protection (sti-P3), Field installed cathodic protection |  | Double Wall, Flexible, GEOFLEX |  |  |  | Catchment Basin, Single walled catchment basin | Flow Rest 90% Full | Flow Rest 90% Full |  |  | Continuous Automatic Tank Gauge |  | Automatic flow restrictor (MLLD), Containment Sump | Containment Sump |  |  | Annual line testing | Annual line testing |  | UST Currently In Use: 4; UST Temp Close: 0; AST Currently In Use: 0; AST Temp Closed: 0 | 4 | 0 | 0 | 24597-049-017474 | PETRO SOUTH
45614 | Currently in Use |  | 1995-06-01 |  | Petroleum | Unleaded gasoline | Unleaded gasoline | Retail | Steel | Steel | Coated & cathodic protection (sti-P3), Field installed cathodic protection |  | Double Wall, Flexible, GEOFLEX |  |  |  | Catchment Basin, Single walled catchment basin | Flow Rest 90% Full | Flow Rest 90% Full |  |  | Continuous Automatic Tank Gauge |  | Automatic flow restrictor (MLLD), Containment Sump | Containment Sump |  |  | Annual line testing | Annual line testing |  | UST Currently In Use: 4; UST Temp Close: 0; AST Currently In Use: 0; AST Temp Closed: 0 | 4 | 0 | 0 | 24597-049-017474 | PETRO SOUTH
45615 | Currently in Use |  | 1995-06-01 |  | Petroleum | Off road diesel | Off road diesel | Retail | Steel | Steel | Coated & cathodic protection (sti-P3), Field installed cathodic protection |  | Double Wall, Fiberglass reinforced plastic |  |  |  | Catchment Basin, Single walled catchment basin | Flow Rest 90% Full | Flow Rest 90% Full |  |  | Continuous Automatic Tank Gauge | [8 empty] | UST Currently In Use: 4; UST Temp Close: 0; AST Currently In Use: 0; AST Temp Closed: 0 | 4 | 0 | 0 | 24597-049-017474 | PETRO SOUTH
45616 | Permanently Closed | 1992-10-12 | 1911-11-11 | 1998-10-12 | Petroleum | Aviation fuel (JP-4; etc.) | Aviation fuel (JP-4; etc.) | Retail | Steel | Steel |  |  | Other, NONE |  | 1901-01-01 | [15 empty] | UST Currently In Use: 0; UST Temp Close: 0; AST Currently In Use: 0; AST Temp Closed: 0 | 0 | 0 | 3 | 12921-117-011391 | PHOENIX AVIATION OF ALABAMA INC
45617 | Temporary Closed | 2012-04-01 | 1995-01-17 |  | Petroleum | Mid-grade gasoline | Mid-grade gasoline | Retail | Steel | Steel | Coated & cathodic protection (sti-P3) |  | Fiberglass reinforced plastic |  |  | Other, FLXS ISOLA | Catchment Basin, Single walled catchment basin | Automatic shutoff device At 95% full | Automatic shutoff device At 95% full |  |  | Continuous Automatic Tank Gauge | [8 empty] | UST Currently In Use: 0; UST Temp Close: 2; AST Currently In Use: 1; AST Temp Closed: 0 | 0 | 2 | 5 | 10910-017-004153 | CHARLES A MYERS SR
45618 | Temporary Closed | 2012-04-01 | 1995-01-17 |  | Petroleum | Unleaded gasoline | Unleaded gasoline | Retail | Steel | Steel | Coated & cathodic protection (sti-P3) |  | Fiberglass reinforced plastic |  |  | Other, FLXS ISOLA | Catchment Basin, Single walled catchment basin | Automatic shutoff device At 95% full | Automatic shutoff device At 95% full |  |  | Continuous Automatic Tank Gauge | [8 empty] | UST Currently In Use: 0; UST Temp Close: 2; AST Currently In Use: 1; AST Temp Closed: 0 | 0 | 2 | 5 | 10910-017-004153 | CHARLES A MYERS SR
45619 | Currently in Use |  | 1995-05-01 |  | Petroleum | Unleaded gasoline | Unleaded gasoline | Retail | Fiberglass reinforced plastic, Single Wall | Single Wall |  |  | Double Wall, Fiberglass reinforced plastic, 2 PIECES |  | 1901-01-01 | None | Catchment Basin, Single walled catchment basin | Automatic shutoff device At 95% full | Automatic shutoff device At 95% full |  |  | Continuous Automatic Tank Gauge |  | Automatic flow restrictor (MLLD), Containment Sump | Containment Sump |  |  | Annual line testing | Annual line testing |  | UST Currently In Use: 3; UST Temp Close: 0; AST Currently In Use: 0; AST Temp Closed: 0 | 3 | 0 | 0 | 24807-073-017475 | SAI ENTERPRISES, LLC
45620 | Currently in Use |  | 1995-05-01 |  | Petroleum | On road diesel | On road diesel | Retail | Fiberglass reinforced plastic, Single Wall | Single Wall |  |  | Double Wall, Fiberglass reinforced plastic, 2 PIECES |  | 1901-01-01 | None | Catchment Basin, Single walled catchment basin | Automatic shutoff device At 95% full | Automatic shutoff device At 95% full |  |  | Continuous Automatic Tank Gauge |  | Automatic flow restrictor (MLLD), Containment Sump | Containment Sump |  |  | Annual line testing | Annual line testing |  | UST Currently In Use: 3; UST Temp Close: 0; AST Currently In Use: 0; AST Temp Closed: 0 | 3 | 0 | 0 | 24807-073-017475 | SAI ENTERPRISES, LLC
45621 | Currently in Use |  | 1995-05-01 |  | Petroleum | Premium gasoline | Premium gasoline | Retail | Fiberglass reinforced plastic, Single Wall | Single Wall |  |  | Double Wall, Fiberglass reinforced plastic, 2 PIECES |  | 1901-01-01 | None | Catchment Basin, Single walled catchment basin | Automatic shutoff device At 95% full | Automatic shutoff device At 95% full |  |  | Continuous Automatic Tank Gauge |  | Automatic flow restrictor (MLLD), Containment Sump | Containment Sump |  |  | Annual line testing | Annual line testing |  | UST Currently In Use: 3; UST Temp Close: 0; AST Currently In Use: 0; AST Temp Closed: 0 | 3 | 0 | 0 | 24807-073-017475 | SAI ENTERPRISES, LLC
45622 | Permanently Closed | 2002-02-15 | 1982-06-01 | 2002-02-15 | Petroleum | Unleaded gasoline | Unleaded gasoline | Retail | Steel | Steel | Field installed cathodic protection |  | Steel |  | 1901-01-01 | Field installed cathodic protection | Catchment Basin, Single walled catchment basin | Automatic shutoff device At 95% full | Automatic shutoff device At 95% full |  |  | Automatic Tank Gauge |  | Containment Sump | Containment Sump | Interstitial Monitoring within Secondary Containment | SENSOR TO ATG |  |  |  | UST Currently In Use: 2; UST Temp Close: 0; AST Currently In Use: 0; AST Temp Closed: 0 | 2 | 0 | 2 | 23621-073-017476 | HADO LLC C/O WARRIOR SPEED MART
45623 | Permanently Closed | 2002-02-15 | 1982-06-01 | 2002-02-15 | Petroleum | Unleaded gasoline | Unleaded gasoline | Retail | Steel | Steel | Field installed cathodic protection |  | Steel |  | 1901-01-01 | Field installed cathodic protection | Catchment Basin, Single walled catchment basin | Automatic shutoff device At 95% full | Automatic shutoff device At 95% full |  |  | Automatic Tank Gauge |  | Containment Sump | Containment Sump | Interstitial Monitoring within Secondary Containment | SENSOR TO ATG | Continuous alarm system | Continuous alarm system |  | UST Currently In Use: 2; UST Temp Close: 0; AST Currently In Use: 0; AST Temp Closed: 0 | 2 | 0 | 2 | 23621-073-017476 | HADO LLC C/O WARRIOR SPEED MART
45624 | Temporary Closed | 2023-09-28 | 1995-06-16 |  | Petroleum | Premium gasoline | Premium gasoline | Retail | Fiberglass reinforced plastic, Single Wall | Single Wall |  |  | Double Wall, Flexible |  | 1901-01-01 |  | Catchment Basin, Single walled catchment basin | Flow Rest 90% Full | Flow Rest 90% Full |  |  | Statistical Inventory Reconciliation (SIR) |  | Automatic flow restrictor (MLLD), Containment Sump | Containment Sump |  |  | Annual line testing, Statistical inventory reconciliation (SIR) | Statistical inventory reconciliation (SIR) |  | UST Currently In Use: 2; UST Temp Close: 2; AST Currently In Use: 0; AST Temp Closed: 0 | 2 | 2 | 0 | 11576-089-017477 | DUTCH OIL COMPANY
45625 | Currently in Use |  | 1995-06-16 |  | Petroleum | On road diesel | On road diesel | Retail | Fiberglass reinforced plastic, Single Wall | Single Wall |  |  | Double Wall, Flexible |  | 1901-01-01 |  | Catchment Basin, Single walled catchment basin | Flow Rest 90% Full | Flow Rest 90% Full |  |  | Statistical Inventory Reconciliation (SIR) |  | Automatic flow restrictor (MLLD), Containment Sump | Containment Sump |  |  | Annual line testing, Statistical inventory reconciliation (SIR) | Statistical inventory reconciliation (SIR) |  | UST Currently In Use: 2; UST Temp Close: 2; AST Currently In Use: 0; AST Temp Closed: 0 | 2 | 2 | 0 | 11576-089-017477 | DUTCH OIL COMPANY
45626 | Currently in Use |  | 1995-06-16 |  | Petroleum | Unleaded gasoline | Unleaded gasoline | Retail | Fiberglass reinforced plastic, Single Wall | Single Wall |  |  | Double Wall, Flexible |  | 1901-01-01 |  | Catchment Basin, Single walled catchment basin | Flow Rest 90% Full | Flow Rest 90% Full |  |  | Statistical Inventory Reconciliation (SIR) |  | Automatic flow restrictor (MLLD), Containment Sump | Containment Sump |  |  | Annual line testing, Statistical inventory reconciliation (SIR) | Statistical inventory reconciliation (SIR) |  | UST Currently In Use: 2; UST Temp Close: 2; AST Currently In Use: 0; AST Temp Closed: 0 | 2 | 2 | 0 | 11576-089-017477 | DUTCH OIL COMPANY
45627 | Temporary Closed | 2015-08-01 | 1995-06-16 |  | Petroleum | On road diesel | On road diesel | Retail | Fiberglass reinforced plastic, Single Wall | Single Wall |  |  | Double Wall, Flexible |  | 1901-01-01 |  | Catchment Basin, Single walled catchment basin | Flow Rest 90% Full | Flow Rest 90% Full |  |  | Statistical Inventory Reconciliation (SIR) |  | Automatic flow restrictor (MLLD), Containment Sump | Containment Sump | Interstitial Monitoring within Secondary Containment | SENSOR TO ATG | Annual line testing, Statistical inventory reconciliation (SIR) | Statistical inventory reconciliation (SIR) |  | UST Currently In Use: 2; UST Temp Close: 2; AST Currently In Use: 0; AST Temp Closed: 0 | 2 | 2 | 0 | 11576-089-017477 | DUTCH OIL COMPANY
45628 | Currently in Use |  | 1995-03-06 |  | Petroleum | Unleaded gasoline | Unleaded gasoline | Retail | Fiberglass reinforced plastic, Single Wall | Single Wall |  |  | Double Wall, Fiberglass reinforced plastic |  | 1901-01-01 |  | Catchment Basin, Single walled catchment basin | Flow Rest 90% Full | Flow Rest 90% Full |  |  | Statistical Inventory Reconciliation (SIR) |  | Automatic flow restrictor (MLLD), Containment Sump | Containment Sump |  |  | Annual line testing, Statistical inventory reconciliation (SIR) | Statistical inventory reconciliation (SIR) |  | UST Currently In Use: 2; UST Temp Close: 1; AST Currently In Use: 0; AST Temp Closed: 0 | 2 | 1 | 2 | 26029-097-000275 | MM CS SERVICES LLC
45629 | Temporary Closed | 2013-01-15 | 1995-03-06 |  | Petroleum | Mid-grade gasoline | Mid-grade gasoline | Retail | Fiberglass reinforced plastic, Single Wall | Single Wall |  |  | Double Wall, Fiberglass reinforced plastic |  | 1901-01-01 |  | Catchment Basin, Single walled catchment basin | Flow Rest 90% Full | Flow Rest 90% Full |  |  | Statistical Inventory Reconciliation (SIR) |  | Automatic flow restrictor (MLLD), Containment Sump | Containment Sump |  |  | Statistical inventory reconciliation (SIR) | Statistical inventory reconciliation (SIR) |  | UST Currently In Use: 2; UST Temp Close: 1; AST Currently In Use: 0; AST Temp Closed: 0 | 2 | 1 | 2 | 26029-097-000275 | MM CS SERVICES LLC
45630 | Currently in Use |  | 1995-03-06 |  | Petroleum | Premium gasoline | Premium gasoline | Retail | Fiberglass reinforced plastic, Single Wall | Single Wall |  |  | Double Wall, Fiberglass reinforced plastic |  | 1901-01-01 |  | Catchment Basin, Single walled catchment basin | Flow Rest 90% Full | Flow Rest 90% Full |  |  | Statistical Inventory Reconciliation (SIR) |  | Automatic flow restrictor (MLLD), Containment Sump | Containment Sump |  |  | Annual line testing, Statistical inventory reconciliation (SIR) | Statistical inventory reconciliation (SIR) |  | UST Currently In Use: 2; UST Temp Close: 1; AST Currently In Use: 0; AST Temp Closed: 0 | 2 | 1 | 2 | 26029-097-000275 | MM CS SERVICES LLC
45631 | Currently in Use |  | 1995-03-04 |  | Petroleum | Unleaded gasoline | Unleaded gasoline | Retail | Fiberglass reinforced plastic | Fiberglass reinforced plastic |  |  | Fiberglass reinforced plastic |  | 1901-01-01 |  | Catchment Basin, Single walled catchment basin | Automatic shutoff device At 95% full | Automatic shutoff device At 95% full |  |  | Automatic Tank Gauge |  | Automatic flow restrictor (MLLD), Containment Sump | Containment Sump |  |  | Annual line testing, Continuous alarm system | Continuous alarm system |  | UST Currently In Use: 2; UST Temp Close: 0; AST Currently In Use: 0; AST Temp Closed: 0 | 2 | 0 | 2 | 25845-097-000278 | GURUKRUPA INVESTMENTS LLC
45632 | Currently in Use |  | 1995-03-04 |  | Petroleum | Premium gasoline | Premium gasoline | Retail | Fiberglass reinforced plastic | Fiberglass reinforced plastic |  |  | Fiberglass reinforced plastic |  | 1901-01-01 |  | Catchment Basin, Single walled catchment basin | Automatic shutoff device At 95% full | Automatic shutoff device At 95% full |  |  | Automatic Tank Gauge |  | Automatic flow restrictor (MLLD), Containment Sump | Containment Sump |  |  | Annual line testing | Annual line testing |  | UST Currently In Use: 2; UST Temp Close: 0; AST Currently In Use: 0; AST Temp Closed: 0 | 2 | 0 | 2 | 25845-097-000278 | GURUKRUPA INVESTMENTS LLC
45633 | Currently in Use |  | 1994-12-28 |  | Petroleum | Premium gasoline | Premium gasoline | Retail | Steel | Steel | Coated & cathodic protection (sti-P3) |  | Fiberglass reinforced plastic |  | 1901-01-01 |  | Catchment Basin, Single walled catchment basin | Flow Rest 90% Full | Flow Rest 90% Full |  |  | Continuous Automatic Tank Gauge |  | Automatic flow restrictor (MLLD), Containment Sump | Containment Sump | Interstitial Monitoring within Secondary Containment | SENSOR TO ATG | Annual line testing, Continuous alarm system | Continuous alarm system |  | UST Currently In Use: 2; UST Temp Close: 0; AST Currently In Use: 0; AST Temp Closed: 0 | 2 | 0 | 2 | 23591-097-014515 | HIEN VO
45634 | Currently in Use |  | 1994-12-28 |  | Petroleum | Unleaded gasoline | Unleaded gasoline | Retail | Steel | Steel | Coated & cathodic protection (sti-P3) |  | Fiberglass reinforced plastic |  | 1901-01-01 |  | Catchment Basin, Single walled catchment basin | Flow Rest 90% Full | Flow Rest 90% Full |  |  | Continuous Automatic Tank Gauge |  | Automatic flow restrictor (MLLD), Containment Sump | Containment Sump | Interstitial Monitoring within Secondary Containment | SENSOR TO ATG | Continuous alarm system | Continuous alarm system |  | UST Currently In Use: 2; UST Temp Close: 0; AST Currently In Use: 0; AST Temp Closed: 0 | 2 | 0 | 2 | 23591-097-014515 | HIEN VO
45636 | Currently in Use |  | 1995-04-13 |  | Petroleum | Unleaded gasoline | Unleaded gasoline | Retail | Steel | Steel | Coated & cathodic protection (sti-P3) |  | Fiberglass reinforced plastic |  |  |  | Catchment Basin, Single walled catchment basin | Automatic shutoff device At 95% full | Automatic shutoff device At 95% full |  |  | Continuous Automatic Tank Gauge, Statistical Inventory Reconciliation (SIR) | [8 empty] | UST Currently In Use: 1; UST Temp Close: 0; AST Currently In Use: 0; AST Temp Closed: 0 | 1 | 0 | 3 | 23235-021-003489 | JOHAINA POONAWALLA
45637 | Permanently Closed | 1997-09-03 | 1995-03-15 | 1997-09-03 | Petroleum | Unleaded gasoline | Unleaded gasoline | Retail | Steel | Steel | Coated & cathodic protection (sti-P3) |  | Fiberglass reinforced plastic |  | 1901-01-01 | Field installed cathodic protection | Catchment Basin, Single walled catchment basin | Automatic shutoff device At 95% full | Automatic shutoff device At 95% full |  |  | Automatic Tank Gauge |  |  |  | Interstitial Monitoring within Secondary Containment |  |  |  |  | UST Currently In Use: 0; UST Temp Close: 0; AST Currently In Use: 0; AST Temp Closed: 0 | 0 | 0 | 2 | 19877-117-017479 | ROBERT J. WOLFE
45638 | Permanently Closed | 1997-09-03 | 1995-03-15 | 1997-09-03 | Petroleum | Unleaded gasoline | Unleaded gasoline | Retail | Steel | Steel | Coated & cathodic protection (sti-P3) |  | Fiberglass reinforced plastic |  | 1901-01-01 | Field installed cathodic protection | Catchment Basin, Single walled catchment basin | Automatic shutoff device At 95% full | Automatic shutoff device At 95% full |  |  | Automatic Tank Gauge |  |  |  | Interstitial Monitoring within Secondary Containment |  |  |  |  | UST Currently In Use: 0; UST Temp Close: 0; AST Currently In Use: 0; AST Temp Closed: 0 | 0 | 0 | 2 | 19877-117-017479 | ROBERT J. WOLFE
45639 | Currently in Use |  | 1995-03-01 |  | Petroleum | Unleaded gasoline | Unleaded gasoline | Retail | Steel | Steel | Coated & cathodic protection (sti-P3) |  | Flexible |  |  |  | Catchment Basin, Single walled catchment basin | Automatic shutoff device At 95% full | Automatic shutoff device At 95% full |  |  | Automatic Tank Gauge |  | Automatic flow restrictor (MLLD) | Automatic flow restrictor (MLLD) |  |  | Annual line testing | Annual line testing |  | UST Currently In Use: 3; UST Temp Close: 0; AST Currently In Use: 0; AST Temp Closed: 0 | 3 | 0 | 0 | 24950-001-017480 | MOUNTAIN EXPRESS OIL CO. S.E.
45641 | Currently in Use |  | 1995-03-01 |  | Petroleum | Premium gasoline | Premium gasoline | Retail | Steel | Steel | Coated & cathodic protection (sti-P3) |  | Flexible |  |  |  | Catchment Basin, Single walled catchment basin | Automatic shutoff device At 95% full | Automatic shutoff device At 95% full |  |  | Automatic Tank Gauge |  | Automatic flow restrictor (MLLD) | Automatic flow restrictor (MLLD) |  |  | Annual line testing | Annual line testing |  | UST Currently In Use: 3; UST Temp Close: 0; AST Currently In Use: 0; AST Temp Closed: 0 | 3 | 0 | 0 | 24950-001-017480 | MOUNTAIN EXPRESS OIL CO. S.E.
45642 | Currently in Use |  | 1995-03-01 |  | Petroleum | On road diesel | On road diesel | Retail | Steel | Steel | Coated & cathodic protection (sti-P3) |  | Flexible |  |  |  | Catchment Basin, Single walled catchment basin | Automatic shutoff device At 95% full | Automatic shutoff device At 95% full |  |  | Automatic Tank Gauge |  | Automatic flow restrictor (MLLD) | Automatic flow restrictor (MLLD) |  |  | Annual line testing | Annual line testing |  | UST Currently In Use: 3; UST Temp Close: 0; AST Currently In Use: 0; AST Temp Closed: 0 | 3 | 0 | 0 | 24950-001-017480 | MOUNTAIN EXPRESS OIL CO. S.E.
45643 | Temporary Closed | 2003-10-08 | 1996-02-05 |  | Petroleum | Unleaded gasoline | Unleaded gasoline | Retail | Single Wall, Steel | Steel | Coated & cathodic protection (sti-P3) |  | Fiberglass reinforced plastic, Single Wall |  | 1901-01-01 |  | Catchment Basin, Single walled catchment basin | Automatic shutoff device At 95% full | Automatic shutoff device At 95% full | [11 empty] | UST Currently In Use: 0; UST Temp Close: 3; AST Currently In Use: 0; AST Temp Closed: 0 | 0 | 3 | 0 | 24719-127-017482 | JAMIE VIEYRA
45644 | Temporary Closed | 2003-10-08 | 1996-02-05 |  | Petroleum | Mid-grade gasoline | Mid-grade gasoline | Retail | Single Wall, Steel | Steel | Coated & cathodic protection (sti-P3) |  | Fiberglass reinforced plastic, Single Wall |  | 1901-01-01 |  | Catchment Basin, Single walled catchment basin | Automatic shutoff device At 95% full | Automatic shutoff device At 95% full | [11 empty] | UST Currently In Use: 0; UST Temp Close: 3; AST Currently In Use: 0; AST Temp Closed: 0 | 0 | 3 | 0 | 24719-127-017482 | JAMIE VIEYRA
45645 | Temporary Closed | 2003-10-08 | 1996-02-05 |  | Petroleum | Premium gasoline | Premium gasoline | Retail | Single Wall, Steel | Steel | Coated & cathodic protection (sti-P3) |  | Fiberglass reinforced plastic, Single Wall |  | 1901-01-01 |  | Catchment Basin, Single walled catchment basin | Automatic shutoff device At 95% full | Automatic shutoff device At 95% full | [11 empty] | UST Currently In Use: 0; UST Temp Close: 3; AST Currently In Use: 0; AST Temp Closed: 0 | 0 | 3 | 0 | 24719-127-017482 | JAMIE VIEYRA
45646 | Currently in Use |  | 1995-06-01 |  | Petroleum | Unleaded gasoline | Unleaded gasoline | Retail | Single Wall, Steel | Steel | Coated & cathodic protection (sti-P3) |  | Double Wall, Fiberglass reinforced plastic |  |  |  | Catchment Basin, Single walled catchment basin | Flow Rest 90% Full | Flow Rest 90% Full |  |  | Automatic Tank Gauge |  | Automatic flow restrictor (MLLD), Containment Sump | Containment Sump |  |  | Annual line testing | Annual line testing |  | UST Currently In Use: 2; UST Temp Close: 1; AST Currently In Use: 0; AST Temp Closed: 0 | 2 | 1 | 0 | 22571-115-017483 | ODENVILLE SHELL INC
45647 | Currently in Use |  | 1995-06-01 |  | Petroleum | Premium gasoline | Premium gasoline | Retail | Single Wall, Steel | Steel | Coated & cathodic protection (sti-P3) |  | Double Wall, Fiberglass reinforced plastic |  |  |  | Catchment Basin, Single walled catchment basin | Flow Rest 90% Full | Flow Rest 90% Full |  |  | Automatic Tank Gauge |  | Automatic flow restrictor (MLLD) | Automatic flow restrictor (MLLD) |  |  | Annual line testing | Annual line testing |  | UST Currently In Use: 2; UST Temp Close: 1; AST Currently In Use: 0; AST Temp Closed: 0 | 2 | 1 | 0 | 22571-115-017483 | ODENVILLE SHELL INC
45648 | Temporary Closed | 2009-11-01 | 1995-06-08 |  | Petroleum | On road diesel | On road diesel | Retail | Single Wall, Steel | Steel | Coated & cathodic protection (sti-P3) |  | Double Wall, Fiberglass reinforced plastic |  |  |  | Catchment Basin, Single walled catchment basin | Automatic shutoff device At 95% full, Flow Rest 90% Full | Flow Rest 90% Full |  |  | Statistical Inventory Reconciliation (SIR) |  | Automatic flow restrictor (MLLD) | Automatic flow restrictor (MLLD) |  |  | Statistical inventory reconciliation (SIR) | Statistical inventory reconciliation (SIR) |  | UST Currently In Use: 2; UST Temp Close: 1; AST Currently In Use: 0; AST Temp Closed: 0 | 2 | 1 | 0 | 22571-115-017483 | ODENVILLE SHELL INC
45650 | Currently in Use |  | 1995-04-12 |  | Petroleum | Premium gasoline | Premium gasoline | Retail | Single Wall, Steel | Steel | Coated & cathodic protection (sti-P3) |  | Fiberglass reinforced plastic, Single Wall |  |  |  | Catchment Basin, Single walled catchment basin | Automatic shutoff device At 95% full, Flow Rest 90% Full | Flow Rest 90% Full |  |  | Continuous Automatic Tank Gauge |  | Automatic shutoff device (AELLD) | Automatic shutoff device (AELLD) | [5 empty] | UST Currently In Use: 4; UST Temp Close: 0; AST Currently In Use: 2; AST Temp Closed: 0 | 4 | 0 | 0 | 25581-095-012875 | CHIRAG J AJBANI
45651 | Temporary Closed | 2023-12-01 | 1995-06-06 |  | Petroleum | Unleaded gasoline | Unleaded gasoline | Retail | Fiberglass coated steel, Single Wall | Single Wall |  |  | Double Wall, Fiberglass reinforced plastic |  |  |  | Catchment Basin, Single walled catchment basin | Automatic shutoff device At 95% full, Flow Rest 90% Full | Flow Rest 90% Full |  |  | Continuous Automatic Tank Gauge | Single walled submersible pump containment sump | Automatic flow restrictor (MLLD), Containment Sump | Containment Sump |  | SENSOR TO ATG | Annual line testing | Annual line testing |  | UST Currently In Use: 0; UST Temp Close: 2; AST Currently In Use: 0; AST Temp Closed: 0 | 0 | 2 | 2 | 11616-043-012482 | GREG BLACK
45652 | Temporary Closed | 2023-12-01 | 1995-06-06 |  | Petroleum | On road diesel | On road diesel | Retail | Fiberglass coated steel, Single Wall | Single Wall |  |  | Double Wall, Fiberglass reinforced plastic |  |  |  | Catchment Basin, Single walled catchment basin | Flow Rest 90% Full | Flow Rest 90% Full |  |  | Continuous Automatic Tank Gauge | Direct Bury submersible pump | [7 empty] | UST Currently In Use: 0; UST Temp Close: 2; AST Currently In Use: 0; AST Temp Closed: 0 | 0 | 2 | 2 | 11616-043-012482 | GREG BLACK
45653 | Permanently Closed | 2009-01-19 | 1988-12-01 | 2009-01-19 | Petroleum | Unleaded gasoline | Unleaded gasoline | Retail | Fiberglass reinforced plastic | Fiberglass reinforced plastic |  |  | Fiberglass reinforced plastic |  | 1901-01-01 |  | Catchment Basin, Single walled catchment basin | Automatic shutoff device At 95% full | Automatic shutoff device At 95% full |  |  | Statistical Inventory Reconciliation (SIR) | [8 empty] | UST Currently In Use: 0; UST Temp Close: 0; AST Currently In Use: 0; AST Temp Closed: 0 | 0 | 0 | 7 | 19882-097-011508 | HAROLD LAMBERT
45654 | Permanently Closed | 2009-01-19 | 1988-12-01 | 2009-01-19 | Petroleum | Mid-grade gasoline | Mid-grade gasoline | Retail | Fiberglass reinforced plastic | Fiberglass reinforced plastic |  |  | Fiberglass reinforced plastic |  | 1901-01-01 |  | Catchment Basin, Single walled catchment basin | Automatic shutoff device At 95% full | Automatic shutoff device At 95% full |  |  | Statistical Inventory Reconciliation (SIR) | [8 empty] | UST Currently In Use: 0; UST Temp Close: 0; AST Currently In Use: 0; AST Temp Closed: 0 | 0 | 0 | 7 | 19882-097-011508 | HAROLD LAMBERT
45655 | Permanently Closed | 2009-01-19 | 1988-12-01 | 2009-01-19 | Petroleum | Premium gasoline | Premium gasoline | Retail | Fiberglass reinforced plastic | Fiberglass reinforced plastic |  |  | Fiberglass reinforced plastic |  | 1901-01-01 |  | Catchment Basin, Single walled catchment basin | Automatic shutoff device At 95% full | Automatic shutoff device At 95% full |  |  | Statistical Inventory Reconciliation (SIR) | [8 empty] | UST Currently In Use: 0; UST Temp Close: 0; AST Currently In Use: 0; AST Temp Closed: 0 | 0 | 0 | 7 | 19882-097-011508 | HAROLD LAMBERT
45656 | Permanently Closed | 1998-12-31 | 1911-11-11 |  | Petroleum | Unleaded gasoline | Unleaded gasoline | Retail | Steel | Steel |  | Painted or None | Steel |  | 1901-01-01 | None | [5 empty] | Statistical Inventory Reconciliation (SIR) | [8 empty] | UST Currently In Use: 0; UST Temp Close: 0; AST Currently In Use: 0; AST Temp Closed: 0 | 0 | 0 | 2 | 19883-043-017484 | BILL AND PEGGY TWILLEY
45657 | Permanently Closed | 1998-12-31 | 1911-11-11 |  | Petroleum | Unleaded gasoline | Unleaded gasoline | Retail | Steel | Steel |  | Painted or None | Steel |  | 1901-01-01 | None | [5 empty] | Statistical Inventory Reconciliation (SIR) | [8 empty] | UST Currently In Use: 0; UST Temp Close: 0; AST Currently In Use: 0; AST Temp Closed: 0 | 0 | 0 | 2 | 19883-043-017484 | BILL AND PEGGY TWILLEY
45658 | Currently in Use |  | 1995-02-09 |  | Petroleum | Unleaded gasoline | Unleaded gasoline | Retail | Double Wall, Fiberglass coated steel | Fiberglass coated steel |  |  | Fiberglass reinforced plastic |  | 1901-01-01 |  | Catchment Basin, Single walled catchment basin | Flow Rest 90% Full | Flow Rest 90% Full | Interstitial Monitoring within Secondary Containment | MANUAL/VISUAL CHECK | Automatic Tank Gauge |  | Automatic flow restrictor (MLLD), Containment Sump | Containment Sump |  |  | Annual line testing | Annual line testing |  | UST Currently In Use: 1; UST Temp Close: 0; AST Currently In Use: 0; AST Temp Closed: 0 | 1 | 0 | 0 | 25745-097-017485 | SWAYAM LLC
45659 | Permanently Closed | 2005-01-26 | 1995-04-28 | 2005-01-26 | Petroleum | Unleaded gasoline | Unleaded gasoline | Retail | Steel | Steel | Coated & cathodic protection (sti-P3) |  | Fiberglass reinforced plastic |  | 1901-01-01 |  | Catchment Basin, Single walled catchment basin | Flow Rest 90% Full | Flow Rest 90% Full |  |  | Automatic Tank Gauge, Statistical Inventory Reconciliation (SIR) |  |  |  | Interstitial Monitoring within Secondary Containment |  | Continuous alarm system, Statistical inventory reconciliation (SIR) | Statistical inventory reconciliation (SIR) |  | UST Currently In Use: 0; UST Temp Close: 1; AST Currently In Use: 0; AST Temp Closed: 0 | 0 | 1 | 5 | 22335-055-005710 | F&A MART
45660 | Permanently Closed | 2005-01-26 | 1995-04-28 | 2005-01-26 | Petroleum | Premium gasoline | Premium gasoline | Retail | Steel | Steel | Coated & cathodic protection (sti-P3) |  | Fiberglass reinforced plastic |  | 1901-01-01 |  | Catchment Basin, Single walled catchment basin | Flow Rest 90% Full | Flow Rest 90% Full |  |  | Automatic Tank Gauge, Statistical Inventory Reconciliation (SIR) |  |  |  | Interstitial Monitoring within Secondary Containment |  | Continuous alarm system, Statistical inventory reconciliation (SIR) | Statistical inventory reconciliation (SIR) |  | UST Currently In Use: 0; UST Temp Close: 1; AST Currently In Use: 0; AST Temp Closed: 0 | 0 | 1 | 5 | 22335-055-005710 | F&A MART
45665 | Currently in Use |  | 1993-06-01 |  | Petroleum | Unleaded gasoline | Unleaded gasoline | Retail | Single Wall, Steel | Steel | Coated & cathodic protection (sti-P3) |  | Double Wall, Fiberglass reinforced plastic |  | 2009-05-14 |  | Catchment Basin, Single walled catchment basin | Automatic shutoff device At 95% full | Automatic shutoff device At 95% full |  |  | Continuous Automatic Tank Gauge |  | Automatic shutoff device (AELLD) | Automatic shutoff device (AELLD) | Interstitial Monitoring within Secondary Containment | MANUAL/VISUAL CHECK |  |  |  | UST Currently In Use: 2; UST Temp Close: 0; AST Currently In Use: 0; AST Temp Closed: 0 | 2 | 0 | 0 | 22069-015-017487 | SAM'S PROPERTIES LLC
45666 | Currently in Use |  | 1993-06-01 |  | Petroleum | Unleaded gasoline | Unleaded gasoline | Retail | Single Wall, Steel, 5R/5P | Steel | Coated & cathodic protection (sti-P3) |  | Double Wall, Fiberglass reinforced plastic |  | 2009-09-14 |  | Catchment Basin, Single walled catchment basin | Automatic shutoff device At 95% full | Automatic shutoff device At 95% full |  |  | Continuous Automatic Tank Gauge |  | Automatic shutoff device (AELLD) | Automatic shutoff device (AELLD) | Interstitial Monitoring within Secondary Containment | MANUAL/VISUAL CHECK |  |  |  | UST Currently In Use: 2; UST Temp Close: 0; AST Currently In Use: 0; AST Temp Closed: 0 | 2 | 0 | 0 | 22069-015-017487 | SAM'S PROPERTIES LLC
45667 | Currently in Use |  | 1995-03-01 |  | Petroleum | Unleaded gasoline | Unleaded gasoline | Retail | Single Wall, Steel | Steel | Coated & cathodic protection (sti-P3) |  | Double Wall, Flexible |  |  |  | Catchment Basin, Single walled catchment basin | Automatic shutoff device At 95% full | Automatic shutoff device At 95% full |  |  | Continuous Automatic Tank Gauge |  | Automatic shutoff device (AELLD) | Automatic shutoff device (AELLD) | [5 empty] | UST Currently In Use: 3; UST Temp Close: 0; AST Currently In Use: 1; AST Temp Closed: 0 | 3 | 0 | 0 | 25591-077-017481 | DEV KRUPA REAL ESTATE LLC
45668 | Currently in Use |  | 1995-03-01 |  | Petroleum | Mid-grade gasoline | Mid-grade gasoline | Retail | Single Wall, Steel | Steel | Coated & cathodic protection (sti-P3) |  | Double Wall, Flexible |  |  | None | Catchment Basin, Single walled catchment basin | Automatic shutoff device At 95% full, Flow Rest 90% Full | Flow Rest 90% Full |  |  | Continuous Automatic Tank Gauge |  | Automatic shutoff device (AELLD) | Automatic shutoff device (AELLD) | [5 empty] | UST Currently In Use: 3; UST Temp Close: 0; AST Currently In Use: 1; AST Temp Closed: 0 | 3 | 0 | 0 | 25591-077-017481 | DEV KRUPA REAL ESTATE LLC
45669 | Currently in Use |  | 1995-03-01 |  | Petroleum | On road diesel | On road diesel | Retail | Single Wall, Steel | Steel | Coated & cathodic protection (sti-P3) |  | Flexible, Single Wall |  |  | None | Catchment Basin, Single walled catchment basin | Automatic shutoff device At 95% full, Flow Rest 90% Full | Flow Rest 90% Full |  |  | Continuous Automatic Tank Gauge | [8 empty] | UST Currently In Use: 3; UST Temp Close: 0; AST Currently In Use: 1; AST Temp Closed: 0 | 3 | 0 | 0 | 25591-077-017481 | DEV KRUPA REAL ESTATE LLC
45670 | Permanently Closed | 1998-08-09 | 1984-01-01 | 1998-08-09 | Petroleum | On road diesel | On road diesel | Emergency Power Generator, Local Government | Steel | Steel |  |  | Steel |  | 1901-01-01 | None | [14 empty] | UST Currently In Use: 0; UST Temp Close: 0; AST Currently In Use: 1; AST Temp Closed: 0 | 0 | 0 | 1 | 11075-033-017489 | CITY OF SHEFFIELD
45672 | Temporary Closed | 2010-06-01 | 1995-06-07 |  | Petroleum | Unleaded gasoline | Unleaded gasoline | Retail | Single Wall, Steel | Steel | Coated & cathodic protection (sti-P3) |  | Fiberglass reinforced plastic, Single Wall |  | 1901-01-01 | None | Catchment Basin, Single walled catchment basin | Automatic shutoff device At 95% full | Automatic shutoff device At 95% full |  |  | Automatic Tank Gauge | [8 empty] | UST Currently In Use: 0; UST Temp Close: 1; AST Currently In Use: 0; AST Temp Closed: 0 | 0 | 1 | 5 | 23921-133-006867 | JAMES BRYAN HOOD
45673 | Permanently Closed | 1995-08-24 | 1984-06-01 | 1995-08-24 | Petroleum | On road diesel | On road diesel | Emergency power generator | Steel | Steel |  |  |  |  | 1901-01-01 | [15 empty] | UST Currently In Use: 0; UST Temp Close: 0; AST Currently In Use: 0; AST Temp Closed: 0 | 0 | 0 | 1 | 19886-097-017490 | SEA BREEZE HEALTH CARE CENTER
45674 | Currently in Use |  | 1995-09-10 |  | Petroleum | Unleaded gasoline | Unleaded gasoline | Retail | Steel | Steel | Coated & cathodic protection (sti-P3) |  | Flexible, ENVIRON DW |  |  |  | Catchment Basin, Single walled catchment basin | Flow Rest 90% Full | Flow Rest 90% Full |  |  | Automatic Tank Gauge |  | Automatic flow restrictor (MLLD) | Automatic flow restrictor (MLLD) |  |  | Annual line testing | Annual line testing |  | UST Currently In Use: 2; UST Temp Close: 0; AST Currently In Use: 0; AST Temp Closed: 0 | 2 | 0 | 0 | 14477-069-017491 | SOUTHEASTERN OIL CO INC
45677 | Currently in Use |  | 1995-09-10 |  | Petroleum | Premium gasoline | Premium gasoline | Retail | Steel | Steel | Coated & cathodic protection (sti-P3) |  | Flexible, ENVIRON DW |  |  |  | Catchment Basin, Single walled catchment basin | Flow Rest 90% Full | Flow Rest 90% Full |  |  | Automatic Tank Gauge |  | Automatic flow restrictor (MLLD) | Automatic flow restrictor (MLLD) |  |  | Annual line testing | Annual line testing |  | UST Currently In Use: 2; UST Temp Close: 0; AST Currently In Use: 0; AST Temp Closed: 0 | 2 | 0 | 0 | 14477-069-017491 | SOUTHEASTERN OIL CO INC
45678 | Permanently Closed | 2017-07-11 | 1995-05-18 | 2018-04-16 | Petroleum | On road diesel | On road diesel | Industrial | Steel | Steel | Coated & cathodic protection (sti-P3) |  | Fiberglass reinforced plastic |  |  | Other, FLXS ISOLA | Catchment Basin, Single walled catchment basin | Flow Rest 90% Full | Flow Rest 90% Full |  |  | Continuous Automatic Tank Gauge | [8 empty] | UST Currently In Use: 0; UST Temp Close: 0; AST Currently In Use: 0; AST Temp Closed: 0 | 0 | 0 | 4 | 22349-097-001119 | ANTON STREET (AL) LLC C/O ALL RENTAL
45679 | Temporary Closed | 2013-01-15 | 1995-05-15 |  | Petroleum | Unleaded gasoline | Unleaded gasoline | Retail | Steel | Steel | Coated & cathodic protection (sti-P3) |  | Fiberglass reinforced plastic |  |  |  | Catchment Basin, Single walled catchment basin | Automatic shutoff device At 95% full | Automatic shutoff device At 95% full |  |  | Statistical Inventory Reconciliation (SIR) | [8 empty] | UST Currently In Use: 0; UST Temp Close: 2; AST Currently In Use: 0; AST Temp Closed: 0 | 0 | 2 | 1 | 22191-097-016019 | MIKE NGUYEN
45680 | Temporary Closed | 2013-01-15 | 1995-05-15 |  | Petroleum | Unleaded gasoline | Unleaded gasoline | Retail | Steel | Steel | Coated & cathodic protection (sti-P3) |  | Fiberglass reinforced plastic |  |  |  | Catchment Basin, Single walled catchment basin | Automatic shutoff device At 95% full | Automatic shutoff device At 95% full |  |  | Statistical Inventory Reconciliation (SIR) | [8 empty] | UST Currently In Use: 0; UST Temp Close: 2; AST Currently In Use: 0; AST Temp Closed: 0 | 0 | 2 | 1 | 22191-097-016019 | MIKE NGUYEN
45681 | Permanently Closed | 2010-12-04 | 1995-04-10 | 2012-12-04 | Petroleum | On road diesel | On road diesel | Industrial | Fiberglass coated steel | Fiberglass coated steel |  |  | Double Wall, Flexible, TCI-ENVFLX |  | 2008-04-15 |  | Catchment Basin, Single walled catchment basin | Audible high level alarm At 90% full, Flow Rest 90% Full | Flow Rest 90% Full | Interstitial Monitoring within Secondary Containment |  | Automatic Tank Gauge |  |  |  | Interstitial Monitoring within Secondary Containment |  |  |  |  | UST Currently In Use: 1; UST Temp Close: 0; AST Currently In Use: 1; AST Temp Closed: 0 | 1 | 0 | 7 | 10038-073-000850 | AAA COOPER TRANSPORTATION ATTN JOYA
45682 | Permanently Closed | 2010-12-04 | 1995-04-10 | 2012-12-04 | Petroleum | On road diesel | On road diesel | Industrial | Fiberglass coated steel | Fiberglass coated steel |  |  | Double Wall, Flexible, TCI-ENVFLX |  | 2008-04-15 |  | Catchment Basin, Single walled catchment basin | Audible high level alarm At 90% full, Flow Rest 90% Full | Flow Rest 90% Full | Interstitial Monitoring within Secondary Containment |  | Automatic Tank Gauge |  | Containment Sump | Containment Sump | Interstitial Monitoring within Secondary Containment |  |  |  |  | UST Currently In Use: 1; UST Temp Close: 0; AST Currently In Use: 1; AST Temp Closed: 0 | 1 | 0 | 7 | 10038-073-000850 | AAA COOPER TRANSPORTATION ATTN JOYA
45683 | Currently in Use |  | 1995-04-02 |  | Petroleum | Unleaded gasoline | Unleaded gasoline | Retail | Double Wall, Fiberglass coated steel | Fiberglass coated steel |  |  | Double Wall, Fiberglass reinforced plastic, PERMAFLEX |  |  |  | Catchment Basin, Single walled catchment basin | Flow Rest 90% Full | Flow Rest 90% Full | Interstitial Monitoring within Secondary Containment | SENSOR TO ATG | Continuous Automatic Tank Gauge |  | Automatic flow restrictor (MLLD), Containment Sump | Containment Sump | Interstitial Monitoring within Secondary Containment | SENSOR TO ATG | Annual line testing, Continuous alarm system | Continuous alarm system |  | UST Currently In Use: 1; UST Temp Close: 0; AST Currently In Use: 0; AST Temp Closed: 0 | 1 | 0 | 3 | 23342-121-005814 | CLEAR CREEK HARBOR MARINA LLC
45684 | Currently in Use |  | 1995-03-30 |  | Petroleum | Unleaded gasoline | Unleaded gasoline | Retail | Fiberglass reinforced plastic | Fiberglass reinforced plastic |  |  | Flexible, APT DBL |  | 1901-01-01 |  | Catchment Basin, Single walled catchment basin | Flow Rest 90% Full | Flow Rest 90% Full |  |  | Automatic Tank Gauge |  | Automatic flow restrictor (MLLD), Containment Sump | Containment Sump |  |  | Annual line testing | Annual line testing |  | UST Currently In Use: 3; UST Temp Close: 0; AST Currently In Use: 0; AST Temp Closed: 0 | 3 | 0 | 3 | 12409-005-002242 | Tim Shirley
45687 | Currently in Use |  | 1995-03-30 |  | Petroleum | Mid-grade gasoline | Mid-grade gasoline | Retail | Fiberglass reinforced plastic | Fiberglass reinforced plastic |  |  | Flexible, APT DBL |  | 1901-01-01 |  | Catchment Basin, Single walled catchment basin | Flow Rest 90% Full | Flow Rest 90% Full |  |  | Automatic Tank Gauge |  | Automatic flow restrictor (MLLD), Containment Sump | Containment Sump |  |  | Annual line testing | Annual line testing |  | UST Currently In Use: 3; UST Temp Close: 0; AST Currently In Use: 0; AST Temp Closed: 0 | 3 | 0 | 3 | 12409-005-002242 | Tim Shirley
45690 | Currently in Use |  | 1995-03-30 |  | Petroleum | Premium gasoline | Premium gasoline | Retail | Fiberglass reinforced plastic | Fiberglass reinforced plastic |  |  | Flexible, APT DBL |  | 1901-01-01 |  | Catchment Basin, Single walled catchment basin | Flow Rest 90% Full | Flow Rest 90% Full |  |  | Automatic Tank Gauge |  | Automatic flow restrictor (MLLD), Containment Sump | Containment Sump |  |  | Annual line testing | Annual line testing |  | UST Currently In Use: 3; UST Temp Close: 0; AST Currently In Use: 0; AST Temp Closed: 0 | 3 | 0 | 3 | 12409-005-002242 | Tim Shirley
45691 | Temporary Closed | 2015-05-10 | 1995-05-23 |  | Petroleum | Unleaded gasoline | Unleaded gasoline | Retail | Steel | Steel | Coated & cathodic protection (sti-P3) |  | Fiberglass reinforced plastic, Single Wall |  |  |  | Catchment Basin, Single walled catchment basin | Automatic shutoff device At 95% full | Automatic shutoff device At 95% full |  |  | Statistical Inventory Reconciliation (SIR) | [8 empty] | UST Currently In Use: 0; UST Temp Close: 1; AST Currently In Use: 0; AST Temp Closed: 0 | 0 | 1 | 0 | 19888-039-017492 | HILLTOP MEAT COMPANY, INC.
45692 | Permanently Closed | 1995-07-01 | 1960-01-01 | 1995-07-31 | Petroleum | Unleaded gasoline | Unleaded gasoline | Retail | Steel | Steel |  |  | Steel |  | 1901-01-01 | [15 empty] | UST Currently In Use: 0; UST Temp Close: 0; AST Currently In Use: 0; AST Temp Closed: 0 | 0 | 0 | 3 | 20915-125-017488 | JAMES & BETH BRANYON
45693 | Permanently Closed | 1995-07-01 | 1960-01-01 | 1995-07-31 | Petroleum | Unleaded gasoline | Unleaded gasoline | Retail | Steel | Steel |  |  | Steel |  | 1901-01-01 | [15 empty] | UST Currently In Use: 0; UST Temp Close: 0; AST Currently In Use: 0; AST Temp Closed: 0 | 0 | 0 | 3 | 20915-125-017488 | JAMES & BETH BRANYON
45694 | Permanently Closed | 1995-07-01 | 1965-01-01 | 1995-07-31 | Petroleum | Unleaded gasoline | Unleaded gasoline | Retail | Steel | Steel |  |  | Steel |  | 1901-01-01 | [15 empty] | UST Currently In Use: 0; UST Temp Close: 0; AST Currently In Use: 0; AST Temp Closed: 0 | 0 | 0 | 3 | 20915-125-017488 | JAMES & BETH BRANYON
45695 | Currently in Use |  | 1995-03-28 |  | Petroleum | Unleaded gasoline | Unleaded gasoline | Retail | Single Wall, Steel | Steel | Coated & cathodic protection (sti-P3) |  | Double Wall, Flexible |  |  |  | Catchment Basin, Single walled catchment basin | Automatic shutoff device At 95% full | Automatic shutoff device At 95% full |  |  | Continuous Automatic Tank Gauge |  | Automatic shutoff device (AELLD), Containment Sump | Containment Sump |  |  | Automatic electronic line leak detector (AELLD) | Automatic electronic line leak detector (AELLD) |  | UST Currently In Use: 1; UST Temp Close: 0; AST Currently In Use: 0; AST Temp Closed: 0 | 1 | 0 | 3 | 25992-043-008162 | MOFED ABDO ALWAJIH
45696 | Currently in Use |  | 1995-05-24 |  | Petroleum | Unleaded gasoline | Unleaded gasoline | Retail | Single Wall, Steel | Steel | Coated & cathodic protection (sti-P3) |  | Fiberglass reinforced plastic, Single Wall |  |  |  | Catchment Basin, Single walled catchment basin | Flow Rest 90% Full | Flow Rest 90% Full |  |  | Continuous Automatic Tank Gauge | [8 empty] | UST Currently In Use: 2; UST Temp Close: 0; AST Currently In Use: 6; AST Temp Closed: 1 | 2 | 0 | 8 | 14287-033-001817 | SAM T CARTER OIL COMPANY, INC.
45697 | Currently in Use |  | 1995-05-24 |  | Petroleum | On road diesel | On road diesel | Retail | Single Wall, Steel | Steel | Coated & cathodic protection (sti-P3) |  | Fiberglass reinforced plastic, Single Wall |  |  |  | Catchment Basin, Single walled catchment basin | Flow Rest 90% Full | Flow Rest 90% Full |  |  | Continuous Automatic Tank Gauge | [8 empty] | UST Currently In Use: 2; UST Temp Close: 0; AST Currently In Use: 6; AST Temp Closed: 1 | 2 | 0 | 8 | 14287-033-001817 | SAM T CARTER OIL COMPANY, INC.
45698 | Temporary Closed | 2018-12-01 | 1995-04-01 |  | Petroleum | Premium gasoline | Premium gasoline | Retail | Fiberglass reinforced plastic, Single Wall | Single Wall |  |  | Double Wall, Fiberglass reinforced plastic |  | 1901-01-01 | Field installed cathodic protection | Catchment Basin, Single walled catchment basin | Flow Rest 90% Full | Flow Rest 90% Full |  |  | Continuous Automatic Tank Gauge |  | Automatic flow restrictor (MLLD), Containment Sump | Containment Sump |  | SENSOR TO ATG | Annual line testing | Annual line testing |  | UST Currently In Use: 0; UST Temp Close: 3; AST Currently In Use: 0; AST Temp Closed: 0 | 0 | 3 | 0 | 12457-043-017495 | EIDSON PETROLEUM, INC.
45699 | Temporary Closed | 2018-12-01 | 1995-04-01 |  | Petroleum | Unleaded gasoline | Unleaded gasoline | Retail | Fiberglass reinforced plastic, Single Wall | Single Wall |  |  | Double Wall, Fiberglass reinforced plastic |  | 1901-01-01 | Field installed cathodic protection | Catchment Basin, Single walled catchment basin | Flow Rest 90% Full | Flow Rest 90% Full |  |  | Continuous Automatic Tank Gauge |  | Automatic flow restrictor (MLLD), Containment Sump | Containment Sump |  | SENSOR TO ATG | Annual line testing | Annual line testing |  | UST Currently In Use: 0; UST Temp Close: 3; AST Currently In Use: 0; AST Temp Closed: 0 | 0 | 3 | 0 | 12457-043-017495 | EIDSON PETROLEUM, INC.
45700 | Temporary Closed | 2018-12-01 | 1995-04-01 |  | Petroleum | On road diesel | On road diesel | Retail | Fiberglass reinforced plastic, Single Wall | Single Wall |  |  | Double Wall, Fiberglass reinforced plastic |  | 1901-01-01 | Field installed cathodic protection | Catchment Basin, Single walled catchment basin | Flow Rest 90% Full | Flow Rest 90% Full |  |  | Continuous Automatic Tank Gauge |  | Automatic flow restrictor (MLLD), Containment Sump | Containment Sump |  | SENSOR TO ATG | Annual line testing | Annual line testing |  | UST Currently In Use: 0; UST Temp Close: 3; AST Currently In Use: 0; AST Temp Closed: 0 | 0 | 3 | 0 | 12457-043-017495 | EIDSON PETROLEUM, INC.
45701 | Permanently Closed | 1998-03-01 | 1995-06-05 | 1998-06-01 | Petroleum | Unleaded gasoline | Unleaded gasoline | Retail | Steel | Steel | Coated & cathodic protection (sti-P3) |  | Fiberglass reinforced plastic |  | 1901-01-01 | None | Catchment Basin, Single walled catchment basin | Flow Rest 90% Full | Flow Rest 90% Full | [11 empty] | UST Currently In Use: 4; UST Temp Close: 0; AST Currently In Use: 0; AST Temp Closed: 0 | 4 | 0 | 6 | 25784-069-005757 | SANDERI KRUPA
45704 | Permanently Closed | 1998-03-01 | 1995-06-05 | 1998-06-01 | Petroleum | Unleaded gasoline | Unleaded gasoline | Retail | Steel | Steel | Coated & cathodic protection (sti-P3) |  | Fiberglass reinforced plastic |  | 1901-01-01 | None | Catchment Basin, Single walled catchment basin | Flow Rest 90% Full | Flow Rest 90% Full | [11 empty] | UST Currently In Use: 4; UST Temp Close: 0; AST Currently In Use: 0; AST Temp Closed: 0 | 4 | 0 | 6 | 25784-069-005757 | SANDERI KRUPA
45707 | Permanently Closed | 1998-03-01 | 1995-06-05 | 1998-06-01 | Petroleum | Unleaded gasoline | Unleaded gasoline | Retail | Steel | Steel | Coated & cathodic protection (sti-P3) |  | Fiberglass reinforced plastic |  | 1901-01-01 | None | Catchment Basin, Single walled catchment basin | Flow Rest 90% Full | Flow Rest 90% Full | [11 empty] | UST Currently In Use: 4; UST Temp Close: 0; AST Currently In Use: 0; AST Temp Closed: 0 | 4 | 0 | 6 | 25784-069-005757 | SANDERI KRUPA
45710 | Currently in Use |  | 1995-06-05 |  | Petroleum | On road diesel | On road diesel | Retail | Steel | Steel | Coated & cathodic protection (sti-P3) |  | Flexible |  |  |  | Catchment Basin, Single walled catchment basin | Flow Rest 90% Full | Flow Rest 90% Full |  |  | Automatic Tank Gauge |  | Automatic flow restrictor (MLLD), Containment Sump | Containment Sump |  |  | Annual line testing | Annual line testing |  | UST Currently In Use: 4; UST Temp Close: 0; AST Currently In Use: 0; AST Temp Closed: 0 | 4 | 0 | 6 | 25784-069-005757 | SANDERI KRUPA
45711 | Currently in Use |  | 1995-03-20 |  | Petroleum | On road diesel | On road diesel | Retail | Steel | Steel | Coated & cathodic protection (sti-P3) |  | Fiberglass reinforced plastic |  | 1901-01-01 |  | Catchment Basin, Single walled catchment basin | Automatic shutoff device At 95% full | Automatic shutoff device At 95% full |  |  | Continuous Automatic Tank Gauge |  | Automatic flow restrictor (MLLD) | Automatic flow restrictor (MLLD) |  |  | Annual line testing | Annual line testing |  | UST Currently In Use: 3; UST Temp Close: 0; AST Currently In Use: 0; AST Temp Closed: 0 | 3 | 0 | 0 | 23160-117-017496 | NGUYEN KIEU, LLC
45712 | Currently in Use |  | 1995-03-20 |  | Petroleum | Premium gasoline | Premium gasoline | Retail | Steel | Steel | Coated & cathodic protection (sti-P3) |  | Fiberglass reinforced plastic |  | 1901-01-01 |  | Catchment Basin, Single walled catchment basin | Automatic shutoff device At 95% full | Automatic shutoff device At 95% full |  |  | Continuous Automatic Tank Gauge |  | Automatic flow restrictor (MLLD) | Automatic flow restrictor (MLLD) |  |  | Annual line testing | Annual line testing |  | UST Currently In Use: 3; UST Temp Close: 0; AST Currently In Use: 0; AST Temp Closed: 0 | 3 | 0 | 0 | 23160-117-017496 | NGUYEN KIEU, LLC
45713 | Currently in Use |  | 1995-03-20 |  | Petroleum | Unleaded gasoline | Unleaded gasoline | Retail | Steel | Steel | Coated & cathodic protection (sti-P3) |  | Fiberglass reinforced plastic |  | 1901-01-01 |  | Catchment Basin, Single walled catchment basin | Automatic shutoff device At 95% full | Automatic shutoff device At 95% full |  |  | Continuous Automatic Tank Gauge |  | Automatic flow restrictor (MLLD) | Automatic flow restrictor (MLLD) |  |  | Annual line testing | Annual line testing |  | UST Currently In Use: 3; UST Temp Close: 0; AST Currently In Use: 0; AST Temp Closed: 0 | 3 | 0 | 0 | 23160-117-017496 | NGUYEN KIEU, LLC
45714 | Currently in Use |  | 1979-01-01 |  | Petroleum | Ethanol free gasoline | Ethanol free gasoline | Retail | Single Wall, Steel | Steel | Field installed cathodic protection |  | Double Wall, Flexible |  |  |  | Catchment Basin, Single walled catchment basin | Automatic shutoff device At 95% full | Automatic shutoff device At 95% full |  |  | Continuous Automatic Tank Gauge |  | Automatic flow restrictor (MLLD), Containment Sump | Containment Sump | Interstitial Monitoring within Secondary Containment |  | Annual line testing | Annual line testing |  | UST Currently In Use: 4; UST Temp Close: 0; AST Currently In Use: 0; AST Temp Closed: 0 | 4 | 0 | 0 | 22176-097-006443 | Circle K Stores, Inc.
45715 | Currently in Use |  | 1995-05-20 |  | Petroleum | Unleaded gasoline | Unleaded gasoline | Retail | Steel | Steel | Coated & cathodic protection (sti-P3), Field installed cathodic protection |  | Flexible |  |  |  | Catchment Basin, Single walled catchment basin | Automatic shutoff device At 95% full | Automatic shutoff device At 95% full | Interstitial Monitoring within Secondary Containment |  |  | Single walled submersible pump containment sump | Automatic flow restrictor (MLLD), Containment Sump | Containment Sump | Interstitial Monitoring within Secondary Containment | SENSOR TO ATG | Annual line testing, Continuous alarm system | Continuous alarm system |  | UST Currently In Use: 3; UST Temp Close: 0; AST Currently In Use: 0; AST Temp Closed: 0 | 3 | 0 | 1 | 12920-003-017497 | JUNIOR FOOD STORES OF WEST FLORIDA
45716 | Currently in Use |  | 1995-05-20 |  | Petroleum | Premium gasoline | Premium gasoline | Retail | Steel | Steel | Coated & cathodic protection (sti-P3), Field installed cathodic protection |  | Flexible |  |  |  | Catchment Basin, Single walled catchment basin | Automatic shutoff device At 95% full | Automatic shutoff device At 95% full | Interstitial Monitoring within Secondary Containment |  |  | Single walled submersible pump containment sump | Automatic flow restrictor (MLLD), Containment Sump | Containment Sump | Interstitial Monitoring within Secondary Containment | SENSOR TO ATG | Annual line testing, Continuous alarm system | Continuous alarm system |  | UST Currently In Use: 3; UST Temp Close: 0; AST Currently In Use: 0; AST Temp Closed: 0 | 3 | 0 | 1 | 12920-003-017497 | JUNIOR FOOD STORES OF WEST FLORIDA
45717 | Currently in Use |  | 1995-05-20 |  | Petroleum | Premium gasoline | Premium gasoline | Retail | Steel | Steel | Coated & cathodic protection (sti-P3), Field installed cathodic protection |  | Flexible |  |  |  | Catchment Basin, Single walled catchment basin | Automatic shutoff device At 95% full | Automatic shutoff device At 95% full | Interstitial Monitoring within Secondary Containment |  |  | Single walled submersible pump containment sump | Automatic flow restrictor (MLLD), Containment Sump | Containment Sump | Interstitial Monitoring within Secondary Containment | SENSOR TO ATG | Annual line testing, Continuous alarm system | Continuous alarm system |  | UST Currently In Use: 3; UST Temp Close: 0; AST Currently In Use: 0; AST Temp Closed: 0 | 3 | 0 | 1 | 12920-003-017497 | JUNIOR FOOD STORES OF WEST FLORIDA
45718 | Permanently Closed | 2024-02-09 | 1995-05-20 |  | Petroleum | On road diesel | On road diesel | Retail | Steel | Steel | Coated & cathodic protection (sti-P3), Field installed cathodic protection |  | Flexible |  |  |  | Catchment Basin, Single walled catchment basin | Flow Rest 90% Full | Flow Rest 90% Full | Interstitial Monitoring within Secondary Containment |  |  | Single walled submersible pump containment sump | Automatic flow restrictor (MLLD), Containment Sump | Containment Sump | Interstitial Monitoring within Secondary Containment | SENSOR TO ATG | Continuous alarm system | Continuous alarm system |  | UST Currently In Use: 3; UST Temp Close: 0; AST Currently In Use: 0; AST Temp Closed: 0 | 3 | 0 | 1 | 12920-003-017497 | JUNIOR FOOD STORES OF WEST FLORIDA
45719 | Currently in Use |  | 1995-05-01 |  | Petroleum | Premium gasoline | Premium gasoline | Retail | Single Wall, Steel | Steel | Coated & cathodic protection (sti-P3) |  | Fiberglass reinforced plastic, Single Wall |  |  | Other, FLXS ISOLA | Catchment Basin, Single walled catchment basin | Flow Rest 90% Full | Flow Rest 90% Full |  |  | Continuous Automatic Tank Gauge |  | Automatic shutoff device (AELLD) | Automatic shutoff device (AELLD) | [5 empty] | UST Currently In Use: 4; UST Temp Close: 0; AST Currently In Use: 0; AST Temp Closed: 0 | 4 | 0 | 0 | 13951-073-017498 | QUALITY PETROLEUM OF ALABAMA INC
45720 | Currently in Use |  | 1995-05-01 |  | Petroleum | Unleaded gasoline | Unleaded gasoline | Retail | Single Wall, Steel | Steel | Coated & cathodic protection (sti-P3) |  | Fiberglass reinforced plastic, Single Wall |  |  | Other, FLXS ISOLA | Catchment Basin, Single walled catchment basin | Flow Rest 90% Full | Flow Rest 90% Full |  |  | Continuous Automatic Tank Gauge |  | Automatic shutoff device (AELLD) | Automatic shutoff device (AELLD) | [5 empty] | UST Currently In Use: 4; UST Temp Close: 0; AST Currently In Use: 0; AST Temp Closed: 0 | 4 | 0 | 0 | 13951-073-017498 | QUALITY PETROLEUM OF ALABAMA INC
45721 | Currently in Use |  | 1995-05-01 |  | Petroleum | Unleaded gasoline | Unleaded gasoline | Retail | Single Wall, Steel | Steel | Coated & cathodic protection (sti-P3) |  | Fiberglass reinforced plastic, Single Wall |  |  | Other, FLXS ISOLA | Catchment Basin, Single walled catchment basin | Flow Rest 90% Full | Flow Rest 90% Full |  |  | Continuous Automatic Tank Gauge |  | Automatic shutoff device (AELLD) | Automatic shutoff device (AELLD) | [5 empty] | UST Currently In Use: 4; UST Temp Close: 0; AST Currently In Use: 0; AST Temp Closed: 0 | 4 | 0 | 0 | 13951-073-017498 | QUALITY PETROLEUM OF ALABAMA INC
45722 | Currently in Use |  | 1995-05-01 |  | Petroleum | On road diesel | On road diesel | Retail | Single Wall, Steel | Steel | Coated & cathodic protection (sti-P3) |  | Fiberglass reinforced plastic, Single Wall |  |  | Other, FLXS ISOLA | Catchment Basin, Single walled catchment basin | Flow Rest 90% Full | Flow Rest 90% Full |  |  | Continuous Automatic Tank Gauge |  | Automatic shutoff device (AELLD) | Automatic shutoff device (AELLD) | [5 empty] | UST Currently In Use: 4; UST Temp Close: 0; AST Currently In Use: 0; AST Temp Closed: 0 | 4 | 0 | 0 | 13951-073-017498 | QUALITY PETROLEUM OF ALABAMA INC
45723 | Currently in Use |  | 1995-05-15 |  | Petroleum | Unleaded gasoline | Unleaded gasoline | Retail | Fiberglass reinforced plastic | Fiberglass reinforced plastic |  |  | Fiberglass reinforced plastic |  | 1901-01-01 | None | Catchment Basin, Single walled catchment basin | Flow Rest 90% Full | Flow Rest 90% Full |  |  | Continuous Automatic Tank Gauge |  | Automatic flow restrictor (MLLD), Containment Sump | Containment Sump |  |  | Annual line testing | Annual line testing |  | UST Currently In Use: 2; UST Temp Close: 0; AST Currently In Use: 0; AST Temp Closed: 0 | 2 | 0 | 0 | 23805-113-017493 | IVEY, INC.
45726 | Currently in Use |  | 1995-05-15 |  | Petroleum | On road diesel | On road diesel | Retail | Fiberglass reinforced plastic | Fiberglass reinforced plastic |  |  | Fiberglass reinforced plastic |  | 1901-01-01 | None | Catchment Basin, Single walled catchment basin | Flow Rest 90% Full | Flow Rest 90% Full |  |  | Continuous Automatic Tank Gauge |  | Automatic flow restrictor (MLLD), Containment Sump | Containment Sump |  |  | Annual line testing | Annual line testing |  | UST Currently In Use: 2; UST Temp Close: 0; AST Currently In Use: 0; AST Temp Closed: 0 | 2 | 0 | 0 | 23805-113-017493 | IVEY, INC.
45727 | Permanently Closed | 1999-12-29 | 1980-01-01 | 1999-12-29 | Petroleum | Unleaded gasoline | Unleaded gasoline | Retail | Steel | Steel |  | Painted or None | Steel |  | 1901-01-01 |  | Catchment Basin, Single walled catchment basin |  |  |  |  | Statistical Inventory Reconciliation (SIR) | [5 empty] | Annual line testing | Annual line testing |  | UST Currently In Use: 0; UST Temp Close: 0; AST Currently In Use: 0; AST Temp Closed: 0 | 0 | 0 | 5 | 19950-081-017499 | OIL SOUTH INC
45730 | Permanently Closed | 1999-12-29 | 1980-01-01 | 1999-12-29 | Petroleum | Unleaded gasoline | Unleaded gasoline | Retail | Steel | Steel |  | Painted or None | Steel |  | 1901-01-01 |  | Catchment Basin, Single walled catchment basin |  |  |  |  | Statistical Inventory Reconciliation (SIR) | [8 empty] | UST Currently In Use: 0; UST Temp Close: 0; AST Currently In Use: 0; AST Temp Closed: 0 | 0 | 0 | 5 | 19950-081-017499 | OIL SOUTH INC
45733 | Permanently Closed | 1999-12-29 | 1980-01-01 | 1999-12-29 | Petroleum | Unleaded gasoline | Unleaded gasoline | Retail | Steel | Steel |  | Painted or None | Steel |  | 1901-01-01 |  | Catchment Basin, Single walled catchment basin |  |  |  |  | Statistical Inventory Reconciliation (SIR) | [8 empty] | UST Currently In Use: 0; UST Temp Close: 0; AST Currently In Use: 0; AST Temp Closed: 0 | 0 | 0 | 5 | 19950-081-017499 | OIL SOUTH INC
45736 | Permanently Closed | 1999-12-29 | 1980-01-01 | 1999-12-29 | Petroleum | Unleaded gasoline | Unleaded gasoline | Retail | Steel | Steel |  | Painted or None | Steel |  | 1901-01-01 |  | Catchment Basin, Single walled catchment basin |  |  |  |  | Statistical Inventory Reconciliation (SIR) | [8 empty] | UST Currently In Use: 0; UST Temp Close: 0; AST Currently In Use: 0; AST Temp Closed: 0 | 0 | 0 | 5 | 19950-081-017499 | OIL SOUTH INC
45739 | Permanently Closed | 1999-12-29 | 1980-01-01 | 1999-12-29 | Petroleum | Unleaded gasoline | Unleaded gasoline | Retail | Steel | Steel |  | Painted or None | Steel |  | 1901-01-01 |  | Catchment Basin, Single walled catchment basin |  |  |  |  | Statistical Inventory Reconciliation (SIR) | [8 empty] | UST Currently In Use: 0; UST Temp Close: 0; AST Currently In Use: 0; AST Temp Closed: 0 | 0 | 0 | 5 | 19950-081-017499 | OIL SOUTH INC
45740 | Permanently Closed | 1997-10-01 | 1985-01-01 | 1997-11-06 | Petroleum | On road diesel | On road diesel | Emergency Power Generator, Industrial | Steel | Steel |  | Painted or None | Steel |  | 1901-01-01 | [6 empty] | Manual Tank Gauging (only tanks 1000 gal. or less and 48” or 64” in diameter) | [8 empty] | UST Currently In Use: 0; UST Temp Close: 0; AST Currently In Use: 0; AST Temp Closed: 0 | 0 | 0 | 1 | 19892-069-017500 | PERDUE FARMS INC
45741 | Currently in Use |  | 1995-08-01 |  | Petroleum | Unleaded gasoline | Unleaded gasoline | Retail | Double Wall, Fiberglass reinforced plastic | Fiberglass reinforced plastic |  |  | Double Wall, Fiberglass reinforced plastic |  |  |  | Catchment Basin, Single walled catchment basin | Automatic shutoff device At 95% full | Automatic shutoff device At 95% full |  |  | Continuous Automatic Tank Gauge |  | Automatic flow restrictor (MLLD), Containment Sump | Containment Sump |  |  | Annual line testing | Annual line testing |  | UST Currently In Use: 3; UST Temp Close: 0; AST Currently In Use: 0; AST Temp Closed: 0 | 3 | 0 | 0 | 15201-033-017502 | VULCAN OIL COMPANY INC.
45742 | Currently in Use |  | 1995-08-01 |  | Petroleum | On road diesel | On road diesel | Retail | Double Wall, Fiberglass reinforced plastic | Fiberglass reinforced plastic |  |  | Double Wall, Fiberglass reinforced plastic |  |  |  | Catchment Basin, Single walled catchment basin | Automatic shutoff device At 95% full | Automatic shutoff device At 95% full |  |  | Continuous Automatic Tank Gauge |  | Automatic flow restrictor (MLLD), Containment Sump | Containment Sump |  |  | Annual line testing | Annual line testing |  | UST Currently In Use: 3; UST Temp Close: 0; AST Currently In Use: 0; AST Temp Closed: 0 | 3 | 0 | 0 | 15201-033-017502 | VULCAN OIL COMPANY INC.
45743 | Currently in Use |  | 1995-08-01 |  | Petroleum | Premium gasoline | Premium gasoline | Retail | Double Wall, Fiberglass reinforced plastic | Fiberglass reinforced plastic |  |  | Double Wall, Fiberglass reinforced plastic |  |  |  | Catchment Basin, Single walled catchment basin | Automatic shutoff device At 95% full | Automatic shutoff device At 95% full |  |  | Continuous Automatic Tank Gauge |  | Automatic flow restrictor (MLLD), Containment Sump | Containment Sump |  |  | Annual line testing | Annual line testing |  | UST Currently In Use: 3; UST Temp Close: 0; AST Currently In Use: 0; AST Temp Closed: 0 | 3 | 0 | 0 | 15201-033-017502 | VULCAN OIL COMPANY INC.
45744 | Currently in Use |  | 1995-02-12 |  | Petroleum | Unleaded gasoline | Unleaded gasoline | Retail | Single Wall, Steel | Steel | Coated & cathodic protection (sti-P3) |  | Fiberglass reinforced plastic, Single Wall |  |  |  | Catchment Basin, Single walled catchment basin | Automatic shutoff device At 95% full | Automatic shutoff device At 95% full |  |  | Automatic Tank Gauge | Direct Bury submersible pump | [7 empty] | UST Currently In Use: 4; UST Temp Close: 0; AST Currently In Use: 0; AST Temp Closed: 0 | 4 | 0 | 3 | 19894-043-004199 | CIRCLE W
45745 | Currently in Use |  | 1995-02-12 |  | Petroleum | Unleaded gasoline | Unleaded gasoline | Retail | Single Wall, Steel | Steel | Coated & cathodic protection (sti-P3) |  | Fiberglass reinforced plastic, Single Wall |  |  |  | Catchment Basin, Single walled catchment basin | Automatic shutoff device At 95% full, Flow Rest 90% Full | Flow Rest 90% Full |  |  | Automatic Tank Gauge | Direct Bury submersible pump | [7 empty] | UST Currently In Use: 4; UST Temp Close: 0; AST Currently In Use: 0; AST Temp Closed: 0 | 4 | 0 | 3 | 19894-043-004199 | CIRCLE W
45746 | Currently in Use |  | 1995-02-12 |  | Petroleum | Premium gasoline | Premium gasoline | Retail | Single Wall, Steel | Steel | Coated & cathodic protection (sti-P3) |  | Fiberglass reinforced plastic, Single Wall |  |  |  | Catchment Basin, Single walled catchment basin | Automatic shutoff device At 95% full, Flow Rest 90% Full | Flow Rest 90% Full |  |  | Automatic Tank Gauge | Direct Bury submersible pump | [7 empty] | UST Currently In Use: 4; UST Temp Close: 0; AST Currently In Use: 0; AST Temp Closed: 0 | 4 | 0 | 3 | 19894-043-004199 | CIRCLE W
45747 | Currently in Use |  | 1995-02-12 |  | Petroleum | On road diesel | On road diesel | Retail | Single Wall, Steel | Steel | Coated & cathodic protection (sti-P3) |  | Fiberglass reinforced plastic, Single Wall |  |  |  | Catchment Basin, Single walled catchment basin | Automatic shutoff device At 95% full, Flow Rest 90% Full | Flow Rest 90% Full |  |  | Automatic Tank Gauge | Direct Bury submersible pump | [7 empty] | UST Currently In Use: 4; UST Temp Close: 0; AST Currently In Use: 0; AST Temp Closed: 0 | 4 | 0 | 3 | 19894-043-004199 | CIRCLE W
45749 | Temporary Closed | 2021-01-20 | 1995-04-25 |  | Petroleum | Unleaded gasoline | Unleaded gasoline | Retail | Single Wall, Steel | Steel | Coated & cathodic protection (sti-P3) |  | Fiberglass reinforced plastic, Single Wall |  | 1901-01-01 |  | Catchment Basin, Single walled catchment basin | Automatic shutoff device At 95% full | Automatic shutoff device At 95% full |  |  | Continuous Automatic Tank Gauge |  | Automatic shutoff device (AELLD) | Automatic shutoff device (AELLD) | [5 empty] | UST Currently In Use: 0; UST Temp Close: 2; AST Currently In Use: 0; AST Temp Closed: 0 | 0 | 2 | 2 | 23337-073-013423 | GHASAN OMAR SAIF HUMAID
45750 | Temporary Closed | 2020-01-21 | 1995-04-25 |  | Petroleum | Unleaded gasoline | Unleaded gasoline | Retail | Single Wall, Steel | Steel | Coated & cathodic protection (sti-P3) |  | Fiberglass reinforced plastic, Single Wall |  | 1901-01-01 |  | Catchment Basin, Single walled catchment basin | Automatic shutoff device At 95% full | Automatic shutoff device At 95% full |  |  | Continuous Automatic Tank Gauge |  | Automatic shutoff device (AELLD) | Automatic shutoff device (AELLD) | [5 empty] | UST Currently In Use: 0; UST Temp Close: 2; AST Currently In Use: 0; AST Temp Closed: 0 | 0 | 2 | 2 | 23337-073-013423 | GHASAN OMAR SAIF HUMAID
45751 | Permanently Closed | 2010-01-26 | 1995-07-20 | 2010-01-26 | Petroleum | Unleaded gasoline | Unleaded gasoline | Industrial | Steel | Steel | Coated & cathodic protection (sti-P3) |  | Fiberglass reinforced plastic |  |  |  | Catchment Basin, Single walled catchment basin | Flow Rest 90% Full | Flow Rest 90% Full | [8 empty] | Annual line testing | Annual line testing |  | UST Currently In Use: 0; UST Temp Close: 0; AST Currently In Use: 0; AST Temp Closed: 0 | 0 | 0 | 2 | 20130-083-017505 | LIMESTONE COUNTY BOARD OF EDUCATION
45752 | Permanently Closed | 2010-01-26 | 1995-07-20 | 2010-01-26 | Petroleum | On road diesel | On road diesel | Industrial | Steel | Steel | Coated & cathodic protection (sti-P3) |  | Fiberglass reinforced plastic |  |  |  | Catchment Basin, Single walled catchment basin | Automatic shutoff device At 95% full, Flow Rest 90% Full | Flow Rest 90% Full | [11 empty] | UST Currently In Use: 0; UST Temp Close: 0; AST Currently In Use: 0; AST Temp Closed: 0 | 0 | 0 | 2 | 20130-083-017505 | LIMESTONE COUNTY BOARD OF EDUCATION
45753 | Permanently Closed | 2000-09-01 | 1988-03-01 | 2000-09-19 | Petroleum | Unleaded gasoline | Unleaded gasoline | Retail | Steel | Steel | Field installed cathodic protection |  | Steel |  | 1901-01-01 | Field installed cathodic protection | Catchment Basin, Single walled catchment basin | Automatic shutoff device At 95% full | Automatic shutoff device At 95% full |  |  | Statistical Inventory Reconciliation (SIR) | [5 empty] | Statistical inventory reconciliation (SIR) | Statistical inventory reconciliation (SIR) |  | UST Currently In Use: 0; UST Temp Close: 2; AST Currently In Use: 0; AST Temp Closed: 0 | 0 | 2 | 3 | 25395-073-009538 | NIZAR ALI
45754 | Permanently Closed | 2000-09-01 | 1988-03-01 | 2000-09-22 | Petroleum | Unleaded gasoline | Unleaded gasoline | Retail | Steel | Steel | Field installed cathodic protection |  | Steel |  | 1901-01-01 | Field installed cathodic protection | Catchment Basin, Single walled catchment basin | Automatic shutoff device At 95% full | Automatic shutoff device At 95% full |  |  | Statistical Inventory Reconciliation (SIR) | [8 empty] | UST Currently In Use: 0; UST Temp Close: 2; AST Currently In Use: 0; AST Temp Closed: 0 | 0 | 2 | 3 | 25395-073-009538 | NIZAR ALI
45755 | Permanently Closed | 2000-09-01 | 1988-03-01 | 2000-09-22 | Petroleum | Unleaded gasoline | Unleaded gasoline | Retail | Steel | Steel | Field installed cathodic protection |  | Steel |  | 1901-01-01 | Field installed cathodic protection | Catchment Basin, Single walled catchment basin | Automatic shutoff device At 95% full | Automatic shutoff device At 95% full |  |  | Statistical Inventory Reconciliation (SIR) | [8 empty] | UST Currently In Use: 0; UST Temp Close: 2; AST Currently In Use: 0; AST Temp Closed: 0 | 0 | 2 | 3 | 25395-073-009538 | NIZAR ALI
45756 | Currently in Use |  | 1995-03-18 |  | Petroleum | Unleaded gasoline | Unleaded gasoline | Retail | Fiberglass reinforced plastic, Single Wall | Single Wall |  |  | Double Wall, Fiberglass reinforced plastic |  |  |  | Catchment Basin, Single walled catchment basin | Automatic shutoff device At 95% full | Automatic shutoff device At 95% full |  |  | Statistical Inventory Reconciliation (SIR) | Single walled submersible pump containment sump | Automatic flow restrictor (MLLD), Containment Sump | Containment Sump |  | SENSOR TO ATG | Statistical inventory reconciliation (SIR) | Statistical inventory reconciliation (SIR) |  | UST Currently In Use: 4; UST Temp Close: 0; AST Currently In Use: 0; AST Temp Closed: 0 | 4 | 0 | 0 | 21007-033-017506 | VICTORY ENERGY, LLC
45757 | Currently in Use |  | 1995-03-18 |  | Petroleum | Premium gasoline | Premium gasoline | Retail | Fiberglass reinforced plastic, Single Wall | Single Wall |  |  | Double Wall, Fiberglass reinforced plastic |  |  |  | Catchment Basin, Single walled catchment basin | Automatic shutoff device At 95% full | Automatic shutoff device At 95% full |  |  | Statistical Inventory Reconciliation (SIR) | Single walled submersible pump containment sump | Automatic flow restrictor (MLLD), Containment Sump | Containment Sump |  | SENSOR TO ATG | Statistical inventory reconciliation (SIR) | Statistical inventory reconciliation (SIR) |  | UST Currently In Use: 4; UST Temp Close: 0; AST Currently In Use: 0; AST Temp Closed: 0 | 4 | 0 | 0 | 21007-033-017506 | VICTORY ENERGY, LLC
45758 | Currently in Use |  | 1995-03-18 |  | Petroleum | On road diesel | On road diesel | Retail | Fiberglass reinforced plastic, Single Wall | Single Wall |  |  | Double Wall, Fiberglass reinforced plastic |  |  |  | Catchment Basin, Single walled catchment basin | Flow Rest 90% Full | Flow Rest 90% Full |  |  | Statistical Inventory Reconciliation (SIR) | Single walled submersible pump containment sump | Automatic flow restrictor (MLLD), Containment Sump | Containment Sump |  |  | Statistical inventory reconciliation (SIR) | Statistical inventory reconciliation (SIR) |  | UST Currently In Use: 4; UST Temp Close: 0; AST Currently In Use: 0; AST Temp Closed: 0 | 4 | 0 | 0 | 21007-033-017506 | VICTORY ENERGY, LLC
45759 | Currently in Use |  | 1995-03-18 |  | Petroleum | On road diesel | On road diesel | Retail | Fiberglass reinforced plastic, Single Wall | Single Wall |  |  | Double Wall, Fiberglass reinforced plastic |  |  |  | Catchment Basin, Single walled catchment basin | Flow Rest 90% Full | Flow Rest 90% Full |  |  | Statistical Inventory Reconciliation (SIR) | Single walled submersible pump containment sump | Automatic flow restrictor (MLLD), Containment Sump | Containment Sump |  |  | Statistical inventory reconciliation (SIR) | Statistical inventory reconciliation (SIR) |  | UST Currently In Use: 4; UST Temp Close: 0; AST Currently In Use: 0; AST Temp Closed: 0 | 4 | 0 | 0 | 21007-033-017506 | VICTORY ENERGY, LLC
45760 | Currently in Use |  | 1994-12-01 |  | Petroleum | Unleaded gasoline | Unleaded gasoline | Retail | Fiberglass reinforced plastic, Single Wall | Single Wall |  |  | Double Wall, Flexible | ENVIRON |  |  | Catchment Basin, Single walled catchment basin | Automatic shutoff device At 95% full | Automatic shutoff device At 95% full |  |  | Continuous Automatic Tank Gauge | Single walled submersible pump containment sump | Automatic flow restrictor (MLLD), Containment Sump | Containment Sump |  |  | Annual line testing | Annual line testing |  | UST Currently In Use: 4; UST Temp Close: 0; AST Currently In Use: 0; AST Temp Closed: 0 | 4 | 0 | 3 | 15201-103-013501 | VULCAN OIL COMPANY INC.
45761 | Currently in Use |  | 1994-12-01 |  | Petroleum | Premium gasoline | Premium gasoline | Retail | Fiberglass reinforced plastic, Single Wall | Single Wall |  |  | Double Wall, Flexible | ENVIRON |  |  | Catchment Basin, Single walled catchment basin | Automatic shutoff device At 95% full | Automatic shutoff device At 95% full |  |  | Continuous Automatic Tank Gauge | Single walled submersible pump containment sump | Automatic flow restrictor (MLLD), Containment Sump | Containment Sump |  |  | Annual line testing | Annual line testing |  | UST Currently In Use: 4; UST Temp Close: 0; AST Currently In Use: 0; AST Temp Closed: 0 | 4 | 0 | 3 | 15201-103-013501 | VULCAN OIL COMPANY INC.
45762 | Currently in Use |  | 1994-12-01 |  | Petroleum | On road diesel | On road diesel | Retail | Fiberglass reinforced plastic, Single Wall | Single Wall |  |  | Double Wall, Flexible | ENVIRON |  |  | Catchment Basin, Single walled catchment basin | Automatic shutoff device At 95% full | Automatic shutoff device At 95% full |  |  | Continuous Automatic Tank Gauge | Single walled submersible pump containment sump | Automatic flow restrictor (MLLD), Containment Sump | Containment Sump |  |  | Annual line testing | Annual line testing |  | UST Currently In Use: 4; UST Temp Close: 0; AST Currently In Use: 0; AST Temp Closed: 0 | 4 | 0 | 3 | 15201-103-013501 | VULCAN OIL COMPANY INC.
45763 | Currently in Use |  | 1994-12-01 |  | Petroleum | On road diesel | On road diesel | Retail | Fiberglass reinforced plastic, Single Wall | Single Wall |  |  | Double Wall, Flexible | ENVIRON |  |  | Catchment Basin, Single walled catchment basin | Automatic shutoff device At 95% full | Automatic shutoff device At 95% full |  |  | Continuous Automatic Tank Gauge | [8 empty] | UST Currently In Use: 4; UST Temp Close: 0; AST Currently In Use: 0; AST Temp Closed: 0 | 4 | 0 | 3 | 15201-103-013501 | VULCAN OIL COMPANY INC.
45764 | Currently in Use |  | 1996-08-20 |  | Petroleum | Unleaded gasoline | Unleaded gasoline | Retail | Steel | Steel | Coated & cathodic protection (sti-P3) |  | Fiberglass reinforced plastic, Single Wall |  |  |  | Catchment Basin, Single walled catchment basin | Flow Rest 90% Full | Flow Rest 90% Full |  |  | Automatic Tank Gauge |  | Automatic flow restrictor (MLLD), Containment Sump | Containment Sump |  |  | Annual line testing | Annual line testing |  | UST Currently In Use: 4; UST Temp Close: 0; AST Currently In Use: 0; AST Temp Closed: 0 | 4 | 0 | 0 | 25546-021-017503 | HEADLEY FOOD MARTS
45765 | Currently in Use |  | 1996-08-20 |  | Petroleum | Premium gasoline | Premium gasoline | Retail | Steel | Steel | Coated & cathodic protection (sti-P3) |  | Fiberglass reinforced plastic, Single Wall |  |  |  | Catchment Basin, Single walled catchment basin | Flow Rest 90% Full | Flow Rest 90% Full |  |  | Automatic Tank Gauge |  | Automatic flow restrictor (MLLD), Containment Sump | Containment Sump |  |  | Annual line testing | Annual line testing |  | UST Currently In Use: 4; UST Temp Close: 0; AST Currently In Use: 0; AST Temp Closed: 0 | 4 | 0 | 0 | 25546-021-017503 | HEADLEY FOOD MARTS
45766 | Currently in Use |  | 1996-08-20 |  | Petroleum | On road diesel | On road diesel | Retail | Steel | Steel | Coated & cathodic protection (sti-P3) |  | Fiberglass reinforced plastic, Single Wall |  |  |  | Catchment Basin, Single walled catchment basin | Flow Rest 90% Full | Flow Rest 90% Full |  |  | Automatic Tank Gauge |  | Automatic flow restrictor (MLLD), Containment Sump | Containment Sump |  |  | Annual line testing | Annual line testing |  | UST Currently In Use: 4; UST Temp Close: 0; AST Currently In Use: 0; AST Temp Closed: 0 | 4 | 0 | 0 | 25546-021-017503 | HEADLEY FOOD MARTS
45767 | Permanently Closed | 2015-01-05 | 1995-07-22 | 2017-06-28 | Petroleum | On road diesel | On road diesel | Retail | Single Wall, Steel | Steel | Coated & cathodic protection (sti-P3) |  | Fiberglass reinforced plastic, Single Wall |  |  |  | Catchment Basin, Single walled catchment basin | Flow Rest 90% Full | Flow Rest 90% Full |  |  | Continuous Automatic Tank Gauge | [8 empty] | UST Currently In Use: 0; UST Temp Close: 0; AST Currently In Use: 0; AST Temp Closed: 0 | 0 | 0 | 6 | 20796-055-006069 | DAVID PATTERSON
45768 | Cannot Locate or abandoned |  | 1995-08-10 |  | Petroleum | Unleaded gasoline | Unleaded gasoline | Retail | Steel | Steel | Coated & cathodic protection (sti-P3) |  | Fiberglass reinforced plastic |  | 1901-01-01 |  | Catchment Basin, Single walled catchment basin | Automatic shutoff device At 95% full | Automatic shutoff device At 95% full |  |  | Automatic Tank Gauge | [8 empty] | UST Currently In Use: 0; UST Temp Close: 0; AST Currently In Use: 0; AST Temp Closed: 0 | 0 | 0 | 3 | 20915-125-017488 | JAMES & BETH BRANYON
45769 | Cannot Locate or abandoned |  | 1995-08-10 |  | Petroleum | Mid-grade gasoline | Mid-grade gasoline | Retail | Steel | Steel | Coated & cathodic protection (sti-P3) |  | Fiberglass reinforced plastic |  | 1901-01-01 |  | Catchment Basin, Single walled catchment basin | Automatic shutoff device At 95% full | Automatic shutoff device At 95% full |  |  | Automatic Tank Gauge | [8 empty] | UST Currently In Use: 0; UST Temp Close: 0; AST Currently In Use: 0; AST Temp Closed: 0 | 0 | 0 | 3 | 20915-125-017488 | JAMES & BETH BRANYON
45770 | Permanently Closed | 2003-09-08 | 1989-02-01 | 2003-09-08 | Petroleum | On road diesel | On road diesel | Emergency power generator | Steel | Steel |  |  | Steel |  | 1901-01-01 | [6 empty] | Manual Tank Gauging (only tanks 1000 gal. or less and 48” or 64” in diameter) | [8 empty] | UST Currently In Use: 0; UST Temp Close: 0; AST Currently In Use: 0; AST Temp Closed: 0 | 0 | 0 | 1 | 19903-101-017507 | MONTGOMERY TOWER PARTNERS
45771 | Currently in Use |  | 1995-06-15 |  | Petroleum | Unleaded gasoline | Unleaded gasoline | Retail | Steel | Steel | Coated & cathodic protection (sti-P3) |  | Fiberglass reinforced plastic |  |  |  | Catchment Basin, Single walled catchment basin | Flow Rest 90% Full | Flow Rest 90% Full |  |  | Continuous Automatic Tank Gauge |  | Automatic flow restrictor (MLLD), Containment Sump | Containment Sump |  |  | Annual line testing | Annual line testing |  | UST Currently In Use: 2; UST Temp Close: 0; AST Currently In Use: 0; AST Temp Closed: 0 | 2 | 0 | 0 | 20875-039-017508 | GITTY UP-N-GO, INC.
45774 | Currently in Use |  | 1995-06-15 |  | Petroleum | Premium gasoline | Premium gasoline | Retail | Steel | Steel | Coated & cathodic protection (sti-P3) |  | Fiberglass reinforced plastic |  |  |  | Catchment Basin, Single walled catchment basin | Flow Rest 90% Full | Flow Rest 90% Full |  |  | Continuous Automatic Tank Gauge |  | Automatic flow restrictor (MLLD), Containment Sump | Containment Sump |  |  | Annual line testing | Annual line testing |  | UST Currently In Use: 2; UST Temp Close: 0; AST Currently In Use: 0; AST Temp Closed: 0 | 2 | 0 | 0 | 20875-039-017508 | GITTY UP-N-GO, INC.
45775 | Temporary Closed | 2011-12-31 | 1988-09-01 |  | Petroleum | Unleaded gasoline | Unleaded gasoline | Retail | Single Wall, Steel | Steel | Coated & cathodic protection (sti-P3) |  | Fiberglass reinforced plastic, Single Wall |  |  | Other, FLXS ISOLA | Catchment Basin, Single walled catchment basin | Automatic shutoff device At 95% full | Automatic shutoff device At 95% full |  |  | Statistical Inventory Reconciliation (SIR) | [8 empty] | UST Currently In Use: 0; UST Temp Close: 3; AST Currently In Use: 0; AST Temp Closed: 0 | 0 | 3 | 0 | 19905-127-017510 | E. L. NESMITH
45776 | Temporary Closed | 2005-08-01 | 1988-09-01 |  | Petroleum | Mid-grade gasoline | Mid-grade gasoline | Retail | Single Wall, Steel | Steel | Coated & cathodic protection (sti-P3) |  | Fiberglass reinforced plastic, Single Wall |  |  | Other, FLXS ISOLA | Catchment Basin, Single walled catchment basin | Automatic shutoff device At 95% full | Automatic shutoff device At 95% full |  |  | Statistical Inventory Reconciliation (SIR) | [8 empty] | UST Currently In Use: 0; UST Temp Close: 3; AST Currently In Use: 0; AST Temp Closed: 0 | 0 | 3 | 0 | 19905-127-017510 | E. L. NESMITH
45777 | Temporary Closed | 2005-08-01 | 1988-09-01 |  | Petroleum | Premium gasoline | Premium gasoline | Retail | Single Wall, Steel | Steel | Coated & cathodic protection (sti-P3) |  | Fiberglass reinforced plastic, Single Wall |  |  | Other, FLXS ISOLA | Catchment Basin, Single walled catchment basin | Automatic shutoff device At 95% full | Automatic shutoff device At 95% full |  |  | Statistical Inventory Reconciliation (SIR) | [8 empty] | UST Currently In Use: 0; UST Temp Close: 3; AST Currently In Use: 0; AST Temp Closed: 0 | 0 | 3 | 0 | 19905-127-017510 | E. L. NESMITH
45778 | Currently in Use |  | 1995-07-01 |  | Petroleum | Unleaded gasoline | Unleaded gasoline | Retail | Single Wall, Steel | Steel | Coated & cathodic protection (sti-P3) |  | Double Wall, Flexible | OPW |  |  | Catchment Basin, Single walled catchment basin | Automatic shutoff device At 95% full, Flow Rest 90% Full | Flow Rest 90% Full |  |  | Continuous Automatic Tank Gauge |  | Automatic flow restrictor (MLLD) | Automatic flow restrictor (MLLD) |  |  | Annual line testing | Annual line testing |  | UST Currently In Use: 4; UST Temp Close: 0; AST Currently In Use: 0; AST Temp Closed: 0 | 4 | 0 | 3 | 15201-127-005590 | VULCAN OIL COMPANY INC.
45779 | Currently in Use |  | 1995-07-01 |  | Petroleum | Premium gasoline | Premium gasoline | Retail | Single Wall, Steel, MANIFOLDED | Steel | Coated & cathodic protection (sti-P3) |  | Double Wall, Flexible | OPW |  |  | Catchment Basin, Single walled catchment basin | Automatic shutoff device At 95% full, Flow Rest 90% Full | Flow Rest 90% Full |  |  | Continuous Automatic Tank Gauge |  | Automatic flow restrictor (MLLD), MANIF TO06 | Automatic flow restrictor (MLLD) |  |  | Annual line testing, Other, MANIF TO06 | Other |  | UST Currently In Use: 4; UST Temp Close: 0; AST Currently In Use: 0; AST Temp Closed: 0 | 4 | 0 | 3 | 15201-127-005590 | VULCAN OIL COMPANY INC.
45780 | Currently in Use |  | 1995-07-01 |  | Petroleum | Premium gasoline | Premium gasoline | Retail | Single Wall, Steel, MANIFOLDED | Steel | Coated & cathodic protection (sti-P3) |  | Double Wall, Flexible | OPW |  |  | Catchment Basin, Single walled catchment basin | Automatic shutoff device At 95% full, Flow Rest 90% Full | Flow Rest 90% Full |  |  | Continuous Automatic Tank Gauge |  | Other, MANIF TO05 | Other |  |  | Other, MANIF TO05 | Other |  | UST Currently In Use: 4; UST Temp Close: 0; AST Currently In Use: 0; AST Temp Closed: 0 | 4 | 0 | 3 | 15201-127-005590 | VULCAN OIL COMPANY INC.
45781 | Currently in Use |  | 1995-07-12 |  | Petroleum | Unleaded gasoline | Unleaded gasoline | Retail | Fiberglass coated steel, Single Wall | Single Wall |  |  | Double Wall, Flexible, FLEX |  | 2025-08-15 |  | Catchment Basin, Single walled catchment basin | Flow Rest 90% Full | Flow Rest 90% Full |  |  | Automatic Tank Gauge |  | Automatic flow restrictor (MLLD), Containment Sump | Containment Sump | Interstitial Monitoring within Secondary Containment | MANUAL/VISUAL CHECK |  |  | Pressurized Piping | UST Currently In Use: 1; UST Temp Close: 0; AST Currently In Use: 0; AST Temp Closed: 0 | 1 | 0 | 5 | 25861-097-006201 | SUPER GASCO LLC
45782 | Permanently Closed | 1998-12-22 | 1980-01-01 | 1999-12-01 | Petroleum | Unleaded gasoline | Unleaded gasoline | Retail | Steel | Steel |  | Painted or None | Steel |  | 1901-01-01 | [15 empty] | UST Currently In Use: 0; UST Temp Close: 0; AST Currently In Use: 0; AST Temp Closed: 0 | 0 | 0 | 2 | 19908-003-017511 | LOVERN HARRINGTON
45783 | Permanently Closed | 1998-12-22 | 1980-01-01 | 1999-12-01 | Petroleum | Unleaded gasoline | Unleaded gasoline | Retail | Steel | Steel |  | Painted or None | Steel |  | 1901-01-01 | [15 empty] | UST Currently In Use: 0; UST Temp Close: 0; AST Currently In Use: 0; AST Temp Closed: 0 | 0 | 0 | 2 | 19908-003-017511 | LOVERN HARRINGTON
45784 | Currently in Use |  | 1995-06-01 |  | Petroleum | Unleaded gasoline | Unleaded gasoline | Retail | Single Wall, Steel, MARINA UST | Steel | Coated & cathodic protection (sti-P3) |  | Flexible |  | 1901-01-01 |  | Catchment Basin, Single walled catchment basin | Flow Rest 90% Full | Flow Rest 90% Full |  |  | Statistical Inventory Reconciliation (SIR) |  | Automatic flow restrictor (MLLD), Containment Sump | Containment Sump |  |  | Annual line testing, Statistical inventory reconciliation (SIR) | Statistical inventory reconciliation (SIR) | Pressurized Piping | UST Currently In Use: 3; UST Temp Close: 0; AST Currently In Use: 0; AST Temp Closed: 0 | 3 | 0 | 3 | 17594-095-000209 | SOUTH SAUTY CREEK RESORT INC
45785 | Currently in Use |  | 1995-04-07 |  | Petroleum | Unleaded gasoline | Unleaded gasoline | Retail | Steel | Steel | Coated & cathodic protection (sti-P3) |  | Fiberglass reinforced plastic |  |  |  | Catchment Basin, Single walled catchment basin | Flow Rest 90% Full | Flow Rest 90% Full | Interstitial Monitoring within Secondary Containment | SENSOR TO ATG | Continuous Automatic Tank Gauge |  | Automatic flow restrictor (MLLD), Containment Sump | Containment Sump | Interstitial Monitoring within Secondary Containment | SENSOR TO ATG | Continuous alarm system | Continuous alarm system |  | UST Currently In Use: 2; UST Temp Close: 0; AST Currently In Use: 0; AST Temp Closed: 0 | 2 | 0 | 3 | 25961-101-009495 | PREM SUN NEIL LLC
45788 | Currently in Use |  | 1995-04-07 |  | Petroleum | On road diesel | On road diesel | Retail | Steel | Steel | Coated & cathodic protection (sti-P3) |  | Fiberglass reinforced plastic |  |  |  | Catchment Basin, Single walled catchment basin | Flow Rest 90% Full | Flow Rest 90% Full |  |  | Continuous Automatic Tank Gauge |  | Automatic flow restrictor (MLLD), Containment Sump | Containment Sump | Interstitial Monitoring within Secondary Containment | SENSOR TO ATG | Continuous alarm system | Continuous alarm system |  | UST Currently In Use: 2; UST Temp Close: 0; AST Currently In Use: 0; AST Temp Closed: 0 | 2 | 0 | 3 | 25961-101-009495 | PREM SUN NEIL LLC
45789 | Currently in Use |  | 1995-01-10 |  | Petroleum | On road diesel | On road diesel | Bulk facility | Fiberglass coated steel | Fiberglass coated steel |  |  | Flexible, GEOFLEX |  | 1901-01-01 | None | Catchment Basin, Single walled catchment basin | Automatic shutoff device At 95% full | Automatic shutoff device At 95% full |  |  | Automatic Tank Gauge |  | Automatic flow restrictor (MLLD), Containment Sump | Containment Sump |  |  | Annual line testing | Annual line testing |  | UST Currently In Use: 2; UST Temp Close: 0; AST Currently In Use: 0; AST Temp Closed: 0 | 2 | 0 | 0 | 19455-101-017514 | BLUE BELL CREAMERIES
45792 | Currently in Use |  | 1995-01-10 |  | Petroleum | Unleaded gasoline | Unleaded gasoline | Bulk facility | Fiberglass coated steel | Fiberglass coated steel |  |  | Flexible, GEOFLEX |  | 1901-01-01 | None | Catchment Basin, Single walled catchment basin | Automatic shutoff device At 95% full | Automatic shutoff device At 95% full |  |  | Automatic Tank Gauge |  | Automatic flow restrictor (MLLD), Containment Sump | Containment Sump |  |  | Annual line testing | Annual line testing |  | UST Currently In Use: 2; UST Temp Close: 0; AST Currently In Use: 0; AST Temp Closed: 0 | 2 | 0 | 0 | 19455-101-017514 | BLUE BELL CREAMERIES
45793 | Currently in Use |  | 1995-05-26 |  | Petroleum | Unleaded gasoline | Unleaded gasoline | Retail | Steel | Steel | Coated & cathodic protection (sti-P3) |  | Flexible, ENVIRON |  |  |  | Catchment Basin, Single walled catchment basin | Flow Rest 90% Full | Flow Rest 90% Full |  |  | Continuous Automatic Tank Gauge |  | Automatic flow restrictor (MLLD), Containment Sump | Containment Sump |  |  | Annual line testing | Annual line testing |  | UST Currently In Use: 3; UST Temp Close: 0; AST Currently In Use: 0; AST Temp Closed: 0 | 3 | 0 | 0 | 13252-063-017515 | MAPLES GAS COMPANY
45794 | Currently in Use |  | 1995-05-26 |  | Petroleum | Premium gasoline | Premium gasoline | Retail | Steel | Steel | Coated & cathodic protection (sti-P3) |  | Flexible, ENVIRON |  |  |  | Catchment Basin, Single walled catchment basin | Flow Rest 90% Full | Flow Rest 90% Full |  |  | Continuous Automatic Tank Gauge |  | Automatic flow restrictor (MLLD), Containment Sump | Containment Sump |  |  | Annual line testing | Annual line testing |  | UST Currently In Use: 3; UST Temp Close: 0; AST Currently In Use: 0; AST Temp Closed: 0 | 3 | 0 | 0 | 13252-063-017515 | MAPLES GAS COMPANY
45795 | Currently in Use |  | 1995-05-26 |  | Petroleum | On road diesel | On road diesel | Retail | Steel | Steel | Coated & cathodic protection (sti-P3) |  | Flexible, ENVIRON |  |  |  | Catchment Basin, Single walled catchment basin | Flow Rest 90% Full | Flow Rest 90% Full |  |  | Continuous Automatic Tank Gauge |  | Automatic flow restrictor (MLLD), Containment Sump | Containment Sump |  |  | Annual line testing | Annual line testing |  | UST Currently In Use: 3; UST Temp Close: 0; AST Currently In Use: 0; AST Temp Closed: 0 | 3 | 0 | 0 | 13252-063-017515 | MAPLES GAS COMPANY
45796 | Permanently Closed | 2003-04-04 | 1995-06-07 | 2003-04-04 | Petroleum | Unleaded gasoline | Unleaded gasoline | Retail | Fiberglass coated steel | Fiberglass coated steel |  |  | Flexible |  | 1901-01-01 |  | Catchment Basin, Single walled catchment basin | Flow Rest 90% Full | Flow Rest 90% Full |  |  | Automatic Tank Gauge, Statistical Inventory Reconciliation (SIR) |  |  |  | Interstitial Monitoring within Secondary Containment |  | Annual line testing, Continuous alarm system, Statistical inventory reconciliation (SIR) | Statistical inventory reconciliation (SIR) |  | UST Currently In Use: 0; UST Temp Close: 0; AST Currently In Use: 0; AST Temp Closed: 0 | 0 | 0 | 3 | 15873-055-017516 | LARRY MARTIN
45798 | Permanently Closed | 2003-04-04 | 1995-06-07 | 2003-04-04 | Petroleum | Mid-grade gasoline | Mid-grade gasoline | Retail | Fiberglass coated steel | Fiberglass coated steel |  |  | Flexible |  | 1901-01-01 |  | Catchment Basin, Single walled catchment basin | Flow Rest 90% Full | Flow Rest 90% Full |  |  | Automatic Tank Gauge, Statistical Inventory Reconciliation (SIR) |  |  |  | Interstitial Monitoring within Secondary Containment |  | Annual line testing, Statistical inventory reconciliation (SIR) | Statistical inventory reconciliation (SIR) |  | UST Currently In Use: 0; UST Temp Close: 0; AST Currently In Use: 0; AST Temp Closed: 0 | 0 | 0 | 3 | 15873-055-017516 | LARRY MARTIN
45799 | Permanently Closed | 2003-04-04 | 1995-06-07 | 2003-04-04 | Petroleum | Premium gasoline | Premium gasoline | Retail | Fiberglass coated steel | Fiberglass coated steel |  |  | Flexible |  | 1901-01-01 |  | Catchment Basin, Single walled catchment basin | Flow Rest 90% Full | Flow Rest 90% Full |  |  | Automatic Tank Gauge, Statistical Inventory Reconciliation (SIR) |  |  |  | Interstitial Monitoring within Secondary Containment |  | Annual line testing, Continuous alarm system, Statistical inventory reconciliation (SIR) | Statistical inventory reconciliation (SIR) |  | UST Currently In Use: 0; UST Temp Close: 0; AST Currently In Use: 0; AST Temp Closed: 0 | 0 | 0 | 3 | 15873-055-017516 | LARRY MARTIN
45800 | Currently in Use |  | 1995-08-11 |  | Petroleum | Unleaded gasoline | Unleaded gasoline | Retail | Fiberglass reinforced plastic | Fiberglass reinforced plastic |  |  | Fiberglass reinforced plastic |  | 1901-01-01 |  | Catchment Basin, Single walled catchment basin | Automatic shutoff device At 95% full, Flow Rest 90% Full | Flow Rest 90% Full |  |  | Continuous Automatic Tank Gauge, Statistical Inventory Reconciliation (SIR) |  | Automatic flow restrictor (MLLD), Containment Sump | Containment Sump | Interstitial Monitoring within Secondary Containment | MANUAL/VISUAL CHECK | Statistical inventory reconciliation (SIR) | Statistical inventory reconciliation (SIR) |  | UST Currently In Use: 1; UST Temp Close: 1; AST Currently In Use: 0; AST Temp Closed: 0 | 1 | 1 | 2 | 24086-097-000299 | SILVERTONE ENTERPRISES, LLC
45801 | Temporary Closed | 2018-08-15 | 1995-08-11 |  | Petroleum | Premium gasoline | Premium gasoline | Retail | Fiberglass reinforced plastic | Fiberglass reinforced plastic |  |  | Fiberglass reinforced plastic |  | 1901-01-01 |  | Catchment Basin, Single walled catchment basin | Automatic shutoff device At 95% full, Flow Rest 90% Full | Flow Rest 90% Full |  |  | Continuous Automatic Tank Gauge, Statistical Inventory Reconciliation (SIR) |  | Automatic flow restrictor (MLLD), Containment Sump | Containment Sump | Interstitial Monitoring within Secondary Containment | MANUAL/VISUAL CHECK | Statistical inventory reconciliation (SIR) | Statistical inventory reconciliation (SIR) |  | UST Currently In Use: 1; UST Temp Close: 1; AST Currently In Use: 0; AST Temp Closed: 0 | 1 | 1 | 2 | 24086-097-000299 | SILVERTONE ENTERPRISES, LLC
45802 | Currently in Use |  | 1993-01-01 |  | Petroleum | Unleaded gasoline | Unleaded gasoline | Retail | Single Wall, Steel | Steel | Field installed cathodic protection |  | Double Wall, Fiberglass reinforced plastic |  | 2011-11-21 |  | Catchment Basin, Single walled catchment basin | Automatic shutoff device At 95% full | Automatic shutoff device At 95% full |  |  | Automatic Tank Gauge |  | Automatic shutoff device (AELLD), Containment Sump | Containment Sump | Interstitial Monitoring within Secondary Containment | SENSOR TO ATG | Continuous alarm system, Other, REQUIRED | Other |  | UST Currently In Use: 2; UST Temp Close: 0; AST Currently In Use: 0; AST Temp Closed: 0 | 2 | 0 | 0 | 25614-073-013429 | SUHANA CORPORATION
45803 | Currently in Use |  | 1993-01-01 |  | Petroleum | On road diesel | On road diesel | Retail | Single Wall, Steel | Steel | Field installed cathodic protection |  | Double Wall, Fiberglass reinforced plastic |  | 2011-11-21 |  | Catchment Basin, Single walled catchment basin | Automatic shutoff device At 95% full | Automatic shutoff device At 95% full |  |  | Automatic Tank Gauge |  | Automatic shutoff device (AELLD), Containment Sump | Containment Sump | Interstitial Monitoring within Secondary Containment | SENSOR TO ATG | Continuous alarm system, Other, REQUIRED | Other |  | UST Currently In Use: 2; UST Temp Close: 0; AST Currently In Use: 0; AST Temp Closed: 0 | 2 | 0 | 0 | 25614-073-013429 | SUHANA CORPORATION
45804 | Currently in Use |  | 1992-06-25 |  | Petroleum | On road diesel | On road diesel | Retail | Other, STIP3 | Other |  |  | Fiberglass reinforced plastic |  | 1901-01-01 |  | Catchment Basin, Single walled catchment basin | Flow Rest 90% Full | Flow Rest 90% Full |  |  | Statistical Inventory Reconciliation (SIR) |  | Automatic flow restrictor (MLLD) | Automatic flow restrictor (MLLD) |  |  | Statistical inventory reconciliation (SIR) | Statistical inventory reconciliation (SIR) |  | UST Currently In Use: 5; UST Temp Close: 0; AST Currently In Use: 0; AST Temp Closed: 0 | 5 | 0 | 3 | 14983-107-011403 | TRI COUNTY COOPERATIVE INC
45805 | Currently in Use |  | 1992-06-25 |  | Petroleum | Off road diesel | Off road diesel | Retail | Other, STIP3 | Other |  |  | Fiberglass reinforced plastic |  | 1901-01-01 |  | Catchment Basin, Single walled catchment basin | Flow Rest 90% Full | Flow Rest 90% Full |  |  | Statistical Inventory Reconciliation (SIR) |  | Automatic flow restrictor (MLLD) | Automatic flow restrictor (MLLD) |  |  | Statistical inventory reconciliation (SIR) | Statistical inventory reconciliation (SIR) |  | UST Currently In Use: 5; UST Temp Close: 0; AST Currently In Use: 0; AST Temp Closed: 0 | 5 | 0 | 3 | 14983-107-011403 | TRI COUNTY COOPERATIVE INC
45806 | Currently in Use |  | 1989-04-03 |  | Petroleum | On road diesel | On road diesel | Retail | Single Wall, Steel | Steel | Coated & cathodic protection (sti-P3) |  | Double Wall, Fiberglass reinforced plastic |  |  |  | Catchment Basin, Single walled catchment basin | Automatic shutoff device At 95% full | Automatic shutoff device At 95% full |  |  | Continuous Automatic Tank Gauge |  | Automatic flow restrictor (MLLD) | Automatic flow restrictor (MLLD) |  |  | Annual line testing | Annual line testing |  | UST Currently In Use: 3; UST Temp Close: 0; AST Currently In Use: 0; AST Temp Closed: 0 | 3 | 0 | 0 | 22746-073-007741 | ANEIL LLC
45807 | Temporary Closed | 2010-02-28 | 1989-04-03 |  | Petroleum | Kerosene | Kerosene | Retail | Single Wall, Steel | Steel | Field installed cathodic protection |  | Single Wall, Steel |  | 1901-01-01 | Field installed cathodic protection | Catchment Basin, Single walled catchment basin | Automatic shutoff device At 95% full | Automatic shutoff device At 95% full | [11 empty] | UST Currently In Use: 0; UST Temp Close: 4; AST Currently In Use: 0; AST Temp Closed: 0 | 0 | 4 | 0 | 25188-073-007743 | NITIN D SHAH
45808 | Temporary Closed | 2020-10-25 | 1989-04-03 |  | Petroleum | On road diesel | On road diesel | Retail | Single Wall, Steel | Steel | Field installed cathodic protection |  | Single Wall, Steel |  | 1901-01-01 | Field installed cathodic protection | Catchment Basin, Single walled catchment basin | Automatic shutoff device At 95% full | Automatic shutoff device At 95% full |  |  | Statistical Inventory Reconciliation (SIR) | [8 empty] | UST Currently In Use: 0; UST Temp Close: 4; AST Currently In Use: 0; AST Temp Closed: 0 | 0 | 4 | 0 | 25188-073-007743 | NITIN D SHAH
45809 | Currently in Use |  | 1995-06-01 |  | Petroleum | Unleaded gasoline | Unleaded gasoline | Retail | Single Wall, Steel | Steel | Coated & cathodic protection (sti-P3) |  | Double Wall, Fiberglass reinforced plastic |  |  |  | Catchment Basin, Single walled catchment basin | Automatic shutoff device At 95% full | Automatic shutoff device At 95% full |  |  | Continuous Automatic Tank Gauge |  | Automatic flow restrictor (MLLD), Containment Sump | Containment Sump | Interstitial Monitoring within Secondary Containment | SENSOR TO ATG | Continuous alarm system | Continuous alarm system |  | UST Currently In Use: 3; UST Temp Close: 0; AST Currently In Use: 0; AST Temp Closed: 0 | 3 | 0 | 0 | 24116-089-017517 | MANSOUR POURHASSANI
45810 | Currently in Use |  | 1995-06-01 |  | Petroleum | Premium gasoline | Premium gasoline | Retail | Single Wall, Steel | Steel | Coated & cathodic protection (sti-P3) |  | Double Wall, Fiberglass reinforced plastic |  |  |  | Catchment Basin, Single walled catchment basin | Automatic shutoff device At 95% full | Automatic shutoff device At 95% full |  |  | Continuous Automatic Tank Gauge |  | Automatic flow restrictor (MLLD), Containment Sump | Containment Sump | Interstitial Monitoring within Secondary Containment | SENSOR TO ATG | Continuous alarm system | Continuous alarm system |  | UST Currently In Use: 3; UST Temp Close: 0; AST Currently In Use: 0; AST Temp Closed: 0 | 3 | 0 | 0 | 24116-089-017517 | MANSOUR POURHASSANI
45811 | Currently in Use |  | 1995-06-01 |  | Petroleum | On road diesel | On road diesel | Retail | Single Wall, Steel | Steel | Coated & cathodic protection (sti-P3) |  | Fiberglass reinforced plastic, Single Wall |  |  |  | Catchment Basin, Single walled catchment basin | Automatic shutoff device At 95% full | Automatic shutoff device At 95% full |  |  | Continuous Automatic Tank Gauge | [8 empty] | UST Currently In Use: 3; UST Temp Close: 0; AST Currently In Use: 0; AST Temp Closed: 0 | 3 | 0 | 0 | 24116-089-017517 | MANSOUR POURHASSANI
45812 | Permanently Closed | 1999-09-01 | 1994-05-10 | 1999-12-31 | Petroleum | Used oil | Used oil | State/federal government | Fiberglass reinforced plastic | Fiberglass reinforced plastic |  |  | Fiberglass reinforced plastic |  | 1901-01-01 |  | Catchment Basin, EXEMPT | Flow Rest 90% Full, EXEMPT | Flow Rest 90% Full | Interstitial Monitoring within Secondary Containment | [10 empty] | UST Currently In Use: 0; UST Temp Close: 0; AST Currently In Use: 0; AST Temp Closed: 0 | 0 | 0 | 18 | 11953-015-015840 | US ARMY GARRISON/TRANSITION FORCE
45813 | Cannot Locate or abandoned | 1999-09-01 | 1994-05-10 |  | Petroleum | Other, HEATINGOIL | Other | Local government | Double Wall, Fiberglass reinforced plastic | Fiberglass reinforced plastic |  |  | Fiberglass reinforced plastic |  | 1901-01-01 |  | Catchment Basin, EXEMPT | Flow Rest 90% Full, EXEMPT | Flow Rest 90% Full | Interstitial Monitoring within Secondary Containment | [10 empty] | UST Currently In Use: 0; UST Temp Close: 0; AST Currently In Use: 0; AST Temp Closed: 0 | 0 | 0 | 0 | 22081-015-015840 | ANNISTON PARKS AND RECREATION
45814 | Permanently Closed | 1999-09-01 | 1994-05-15 | 2002-08-12 | Petroleum | Used oil | Used oil | State/federal government | Fiberglass reinforced plastic | Fiberglass reinforced plastic |  |  | Fiberglass reinforced plastic |  | 1901-01-01 |  | Catchment Basin, EXEMPT | Flow Rest 90% Full, EXEMPT | Flow Rest 90% Full | Interstitial Monitoring within Secondary Containment | [10 empty] | UST Currently In Use: 0; UST Temp Close: 0; AST Currently In Use: 0; AST Temp Closed: 0 | 0 | 0 | 18 | 11953-015-015840 | US ARMY GARRISON/TRANSITION FORCE
45815 | Permanently Closed | 2003-09-01 | 1994-03-29 | 2004-01-01 | Petroleum | Other, OIL/H20 SE | Other |  | Fiberglass reinforced plastic | Fiberglass reinforced plastic |  |  | Fiberglass reinforced plastic |  | 1901-01-01 |  | Catchment Basin, EXEMPT | Flow Rest 90% Full, EXEMPT | Flow Rest 90% Full | Interstitial Monitoring within Secondary Containment | [10 empty] | UST Currently In Use: 0; UST Temp Close: 0; AST Currently In Use: 0; AST Temp Closed: 0 | 0 | 0 | 4 | 21271-015-015840 | CALHOUN CO MCCLELLAN DEVLP AUTHORITY
45816 | Permanently Closed | 2003-09-01 | 1994-05-15 | 2004-01-01 | Petroleum | Other, OIL/H20 SE | Other |  | Fiberglass reinforced plastic | Fiberglass reinforced plastic |  |  | Fiberglass reinforced plastic |  | 1901-01-01 |  | Catchment Basin, EXEMPT | Flow Rest 90% Full, EXEMPT | Flow Rest 90% Full | Interstitial Monitoring within Secondary Containment | [10 empty] | UST Currently In Use: 0; UST Temp Close: 0; AST Currently In Use: 0; AST Temp Closed: 0 | 0 | 0 | 4 | 21271-015-015840 | CALHOUN CO MCCLELLAN DEVLP AUTHORITY
45817 | Retired | 1988-12-22 | 1994-05-07 |  | Petroleum | Used oil | Used oil | State/federal government | Double Wall, Fiberglass reinforced plastic | Fiberglass reinforced plastic |  |  | Fiberglass reinforced plastic |  | 1901-01-01 |  | Catchment Basin, EXEMPT | Flow Rest 90% Full, EXEMPT | Flow Rest 90% Full | Interstitial Monitoring within Secondary Containment | [10 empty] | UST Currently In Use: 0; UST Temp Close: 0; AST Currently In Use: 0; AST Temp Closed: 0 | 0 | 0 | 18 | 11953-015-015840 | US ARMY GARRISON/TRANSITION FORCE
45818 | Retired | 1988-12-22 | 1994-05-09 |  | Petroleum | Used oil | Used oil | State/federal government | Double Wall, Fiberglass reinforced plastic | Fiberglass reinforced plastic |  |  | Fiberglass reinforced plastic |  | 1901-01-01 |  | Catchment Basin, EXEMPT | Flow Rest 90% Full, EXEMPT | Flow Rest 90% Full | Interstitial Monitoring within Secondary Containment | [10 empty] | UST Currently In Use: 0; UST Temp Close: 0; AST Currently In Use: 0; AST Temp Closed: 0 | 0 | 0 | 18 | 11953-015-015840 | US ARMY GARRISON/TRANSITION FORCE
45820 | Permanently Closed | 2010-02-15 | 1994-04-20 | 2011-02-02 | Petroleum | Used oil | Used oil |  | Double Wall, Fiberglass reinforced plastic | Fiberglass reinforced plastic |  |  | Fiberglass reinforced plastic |  | 1901-01-01 |  | Catchment Basin, EXEMPT | Flow Rest 90% Full, EXEMPT | Flow Rest 90% Full | Interstitial Monitoring within Secondary Containment | [10 empty] | UST Currently In Use: 0; UST Temp Close: 0; AST Currently In Use: 0; AST Temp Closed: 0 | 0 | 0 | 2 | 23286-015-015819 | AMPRO MOLDING, LLC
45821 | Currently in Use |  | 1995-05-13 |  | Petroleum | Unleaded gasoline | Unleaded gasoline | Retail | Steel | Steel | Coated & cathodic protection (sti-P3), Field installed cathodic protection |  | Fiberglass reinforced plastic |  |  | Field installed cathodic protection, FLXS ISOLA | Catchment Basin, Single walled catchment basin | Flow Rest 90% Full | Flow Rest 90% Full |  |  | Automatic Tank Gauge |  | Automatic flow restrictor (MLLD) | Automatic flow restrictor (MLLD) |  |  | Annual line testing | Annual line testing |  | UST Currently In Use: 2; UST Temp Close: 0; AST Currently In Use: 0; AST Temp Closed: 0 | 2 | 0 | 5 | 22963-101-006870 | AEHNLICH AUTOMOTIVE INC
45824 | Currently in Use |  | 1995-05-13 |  | Petroleum | Mid-grade gasoline | Mid-grade gasoline | Retail | Steel | Steel | Coated & cathodic protection (sti-P3), Field installed cathodic protection |  | Fiberglass reinforced plastic |  |  | Other, FLXS ISOLA | Catchment Basin, Single walled catchment basin | Flow Rest 90% Full | Flow Rest 90% Full |  |  | Automatic Tank Gauge |  | Automatic flow restrictor (MLLD) | Automatic flow restrictor (MLLD) |  |  | Annual line testing | Annual line testing |  | UST Currently In Use: 2; UST Temp Close: 0; AST Currently In Use: 0; AST Temp Closed: 0 | 2 | 0 | 5 | 22963-101-006870 | AEHNLICH AUTOMOTIVE INC
45825 | Currently in Use |  | 1995-05-05 |  | Petroleum | Unleaded gasoline | Unleaded gasoline | Retail | Fiberglass reinforced plastic | Fiberglass reinforced plastic |  |  | Fiberglass reinforced plastic |  | 1901-01-01 | None | Catchment Basin, Single walled catchment basin | Audible high level alarm At 90% full, Flow Rest 90% Full | Flow Rest 90% Full |  |  | Continuous Automatic Tank Gauge |  | Automatic flow restrictor (MLLD) | Automatic flow restrictor (MLLD) | Interstitial Monitoring within Secondary Containment |  | Annual line testing | Annual line testing |  | UST Currently In Use: 4; UST Temp Close: 0; AST Currently In Use: 0; AST Temp Closed: 0 | 4 | 0 | 0 | 12409-069-017518 | Tim Shirley
45828 | Currently in Use |  | 1995-05-05 |  | Petroleum | Ethanol free gasoline | Ethanol free gasoline | Retail | Fiberglass reinforced plastic | Fiberglass reinforced plastic |  |  | Fiberglass reinforced plastic |  | 1901-01-01 | None | Catchment Basin, Single walled catchment basin | Flow Rest 90% Full | Flow Rest 90% Full |  |  | Continuous Automatic Tank Gauge |  | Automatic flow restrictor (MLLD) | Automatic flow restrictor (MLLD) | Interstitial Monitoring within Secondary Containment |  | Annual line testing | Annual line testing |  | UST Currently In Use: 4; UST Temp Close: 0; AST Currently In Use: 0; AST Temp Closed: 0 | 4 | 0 | 0 | 12409-069-017518 | Tim Shirley
45831 | Currently in Use |  | 1995-05-05 |  | Petroleum | Premium gasoline | Premium gasoline | Retail | Fiberglass reinforced plastic | Fiberglass reinforced plastic |  |  | Fiberglass reinforced plastic |  | 1901-01-01 | None | Catchment Basin, Single walled catchment basin | Audible high level alarm At 90% full, Flow Rest 90% Full | Flow Rest 90% Full |  |  | Continuous Automatic Tank Gauge |  | Automatic flow restrictor (MLLD) | Automatic flow restrictor (MLLD) | Interstitial Monitoring within Secondary Containment |  |  |  |  | UST Currently In Use: 4; UST Temp Close: 0; AST Currently In Use: 0; AST Temp Closed: 0 | 4 | 0 | 0 | 12409-069-017518 | Tim Shirley
45834 | Currently in Use |  | 1995-05-05 |  | Petroleum | On road diesel | On road diesel | Retail | Fiberglass reinforced plastic | Fiberglass reinforced plastic |  |  | Fiberglass reinforced plastic |  | 1901-01-01 | None | Catchment Basin, Single walled catchment basin | Audible high level alarm At 90% full, Flow Rest 90% Full | Flow Rest 90% Full |  |  | Continuous Automatic Tank Gauge |  | Automatic flow restrictor (MLLD) | Automatic flow restrictor (MLLD) | Interstitial Monitoring within Secondary Containment |  |  |  |  | UST Currently In Use: 4; UST Temp Close: 0; AST Currently In Use: 0; AST Temp Closed: 0 | 4 | 0 | 0 | 12409-069-017518 | Tim Shirley
45835 | Currently in Use |  | 1995-06-14 |  | Petroleum | Unleaded gasoline | Unleaded gasoline | Retail | Steel | Steel | Coated & cathodic protection (sti-P3) |  | Flexible, TCI |  |  |  | Catchment Basin, Single walled catchment basin | Flow Rest 90% Full | Flow Rest 90% Full |  |  | Continuous Automatic Tank Gauge |  | Automatic flow restrictor (MLLD), Containment Sump | Containment Sump |  | MANUAL/VISUAL CHECK | Annual line testing | Annual line testing |  | UST Currently In Use: 3; UST Temp Close: 0; AST Currently In Use: 0; AST Temp Closed: 0 | 3 | 0 | 0 | 13638-013-017519 | NEWTON OIL COMPANY
45837 | Currently in Use |  | 1995-06-14 |  | Petroleum | Mid-grade gasoline | Mid-grade gasoline | Retail | Steel | Steel | Coated & cathodic protection (sti-P3) |  | Flexible, TCI |  |  |  | Catchment Basin, Single walled catchment basin | Flow Rest 90% Full | Flow Rest 90% Full |  |  | Continuous Automatic Tank Gauge |  | Automatic flow restrictor (MLLD), Containment Sump | Containment Sump |  | MANUAL/VISUAL CHECK | Annual line testing | Annual line testing |  | UST Currently In Use: 3; UST Temp Close: 0; AST Currently In Use: 0; AST Temp Closed: 0 | 3 | 0 | 0 | 13638-013-017519 | NEWTON OIL COMPANY
45838 | Currently in Use |  | 1995-06-14 |  | Petroleum | Premium gasoline | Premium gasoline | Retail | Steel | Steel | Coated & cathodic protection (sti-P3) |  | Flexible, TCI |  |  |  | Catchment Basin, Single walled catchment basin | Flow Rest 90% Full | Flow Rest 90% Full |  |  | Continuous Automatic Tank Gauge |  | Automatic flow restrictor (MLLD), Containment Sump | Containment Sump |  | MANUAL/VISUAL CHECK | Annual line testing | Annual line testing |  | UST Currently In Use: 3; UST Temp Close: 0; AST Currently In Use: 0; AST Temp Closed: 0 | 3 | 0 | 0 | 13638-013-017519 | NEWTON OIL COMPANY
45839 | Currently in Use |  | 1995-06-20 |  | Petroleum | Aviation fuel (JP-4; etc.) | Aviation fuel (JP-4; etc.) | Industrial | Steel | Steel | Coated & cathodic protection (sti-P3) |  | Other, ABOVE GRND |  |  |  | Catchment Basin, Single walled catchment basin | Audible high level alarm At 90% full | Audible high level alarm At 90% full |  |  | Automatic Tank Gauge |  | Automatic flow restrictor (MLLD) | Automatic flow restrictor (MLLD) |  |  | Annual line testing | Annual line testing |  | UST Currently In Use: 1; UST Temp Close: 0; AST Currently In Use: 0; AST Temp Closed: 0 | 1 | 0 | 0 | 24718-107-017520 | HJH AVIATION LLC
45840 | Permanently Closed | 1997-10-09 | 1976-04-01 | 1997-10-09 | Petroleum | Unleaded gasoline | Unleaded gasoline | Retail | Steel | Steel |  | Painted or None | Steel |  | 1901-01-01 | None | [14 empty] | UST Currently In Use: 0; UST Temp Close: 0; AST Currently In Use: 0; AST Temp Closed: 0 | 0 | 0 | 2 | 19917-073-017521 | TATREE ANGKOOL
45841 | Permanently Closed | 1997-10-09 | 1976-04-01 | 1997-10-09 | Petroleum | Unleaded gasoline | Unleaded gasoline | Retail | Steel | Steel |  | Painted or None | Steel |  | 1901-01-01 | None | [14 empty] | UST Currently In Use: 0; UST Temp Close: 0; AST Currently In Use: 0; AST Temp Closed: 0 | 0 | 0 | 2 | 19917-073-017521 | TATREE ANGKOOL
45842 | Currently in Use |  | 1991-09-07 |  | Petroleum | Unleaded gasoline | Unleaded gasoline | Bulk facility, State/Federal Government | Steel | Steel | Coated & cathodic protection (sti-P3) |  | Fiberglass reinforced plastic |  |  |  | Catchment Basin, Single walled catchment basin | Automatic shutoff device At 95% full | Automatic shutoff device At 95% full |  |  | Statistical Inventory Reconciliation (SIR) | [8 empty] | UST Currently In Use: 1; UST Temp Close: 0; AST Currently In Use: 0; AST Temp Closed: 0 | 1 | 0 | 4 | 12038-047-010345 | GEORGE C WALLACE STATE COMMUNITY COL
45843 | Temporary Closed | 2007-10-30 | 1995-06-20 |  | Petroleum | Unleaded gasoline | Unleaded gasoline | Retail | Single Wall, Steel | Steel | Coated & cathodic protection (sti-P3) |  | Fiberglass reinforced plastic, Single Wall |  |  |  | Catchment Basin, Single walled catchment basin | Automatic shutoff device At 95% full, Flow Rest 90% Full | Flow Rest 90% Full |  | PIT LINER | Statistical Inventory Reconciliation (SIR) | [8 empty] | UST Currently In Use: 0; UST Temp Close: 2; AST Currently In Use: 0; AST Temp Closed: 0 | 0 | 2 | 4 | 26030-059-000488 | MADE IN USA PROPERTIES LLC
45844 | Currently in Use |  | 1995-07-19 |  | Petroleum | Unleaded gasoline | Unleaded gasoline | Retail | Steel | Steel | Coated & cathodic protection (sti-P3) |  | Fiberglass reinforced plastic |  |  |  | Catchment Basin, Single walled catchment basin | Flow Rest 90% Full | Flow Rest 90% Full |  |  | Continuous Automatic Tank Gauge | [8 empty] | UST Currently In Use: 3; UST Temp Close: 0; AST Currently In Use: 0; AST Temp Closed: 0 | 3 | 0 | 0 | 25179-021-017522 | HAMIDAH LADHANI
45845 | Currently in Use |  | 1995-07-19 |  | Petroleum | Premium gasoline | Premium gasoline | Retail | Steel | Steel | Coated & cathodic protection (sti-P3) |  | Fiberglass reinforced plastic |  |  |  | Catchment Basin, Single walled catchment basin | Flow Rest 90% Full | Flow Rest 90% Full |  |  | Continuous Automatic Tank Gauge | [8 empty] | UST Currently In Use: 3; UST Temp Close: 0; AST Currently In Use: 0; AST Temp Closed: 0 | 3 | 0 | 0 | 25179-021-017522 | HAMIDAH LADHANI
45848 | Permanently Closed | 2021-07-15 | 1995-04-01 | 2021-08-10 | Petroleum | Unleaded gasoline | Unleaded gasoline | Retail | Double Wall, Fiberglass reinforced plastic | Fiberglass reinforced plastic |  |  | Double Wall, Fiberglass reinforced plastic |  | 1901-01-01 | None | Catchment Basin, Single walled catchment basin | Automatic shutoff device At 95% full | Automatic shutoff device At 95% full | Interstitial Monitoring within Secondary Containment |  | Automatic Tank Gauge |  | Automatic flow restrictor (MLLD), Containment Sump | Containment Sump | Interstitial Monitoring within Secondary Containment | SENSOR TO ATG | Annual line testing, Continuous alarm system | Continuous alarm system |  | UST Currently In Use: 0; UST Temp Close: 0; AST Currently In Use: 0; AST Temp Closed: 0 | 0 | 0 | 1 | 23344-073-017523 | ENTERPRISE LEASING CO - SO CNT LLC
45849 | Temporary Closed | 2011-06-29 | 1995-08-25 |  | Petroleum | Unleaded gasoline | Unleaded gasoline | Retail | Steel | Steel | Coated & cathodic protection (sti-P3) |  | Fiberglass reinforced plastic, GEOFLEX II |  | 1901-01-01 |  | Catchment Basin, Single walled catchment basin | Flow Rest 90% Full | Flow Rest 90% Full |  |  | Statistical Inventory Reconciliation (SIR) |  | Automatic flow restrictor (MLLD) | Automatic flow restrictor (MLLD) |  |  | Annual line testing, Statistical inventory reconciliation (SIR) | Statistical inventory reconciliation (SIR) |  | UST Currently In Use: 0; UST Temp Close: 3; AST Currently In Use: 0; AST Temp Closed: 0 | 0 | 3 | 0 | 23190-049-017524 | D&K PROPERTIES, INC.
45850 | Temporary Closed | 2011-06-29 | 1995-08-25 |  | Petroleum | Premium gasoline | Premium gasoline | Retail | Steel | Steel | Coated & cathodic protection (sti-P3) |  | Fiberglass reinforced plastic, GEOFLEX II |  | 1901-01-01 |  | Catchment Basin, Single walled catchment basin | Flow Rest 90% Full | Flow Rest 90% Full |  |  | Statistical Inventory Reconciliation (SIR) |  | Automatic flow restrictor (MLLD) | Automatic flow restrictor (MLLD) |  |  | Annual line testing, Statistical inventory reconciliation (SIR) | Statistical inventory reconciliation (SIR) |  | UST Currently In Use: 0; UST Temp Close: 3; AST Currently In Use: 0; AST Temp Closed: 0 | 0 | 3 | 0 | 23190-049-017524 | D&K PROPERTIES, INC.
45851 | Temporary Closed | 2011-06-29 | 1995-08-25 |  | Petroleum | On road diesel | On road diesel | Retail | Steel | Steel | Coated & cathodic protection (sti-P3) |  | Fiberglass reinforced plastic, GEOFLEX II |  | 1901-01-01 |  | Catchment Basin, Single walled catchment basin | Flow Rest 90% Full | Flow Rest 90% Full |  |  | Statistical Inventory Reconciliation (SIR) | [8 empty] | UST Currently In Use: 0; UST Temp Close: 3; AST Currently In Use: 0; AST Temp Closed: 0 | 0 | 3 | 0 | 23190-049-017524 | D&K PROPERTIES, INC.
45852 | Permanently Closed | 2014-05-14 | 1995-01-23 | 2014-05-14 | Petroleum | Unleaded gasoline | Unleaded gasoline | Bulk facility | Steel | Steel | Coated & cathodic protection (sti-P3) |  | Fiberglass reinforced plastic |  |  |  | Catchment Basin, Single walled catchment basin | Flow Rest 90% Full | Flow Rest 90% Full |  |  | Automatic Tank Gauge | [5 empty] | Annual line testing | Annual line testing |  | UST Currently In Use: 0; UST Temp Close: 0; AST Currently In Use: 0; AST Temp Closed: 0 | 0 | 0 | 1 | 11238-117-017526 | COOKS PEST CONTROL
45854 | Permanently Closed | 2001-10-01 | 1995-05-30 | 2003-08-20 | Petroleum | Unleaded gasoline | Unleaded gasoline | Retail | Fiberglass coated steel, DBWALL | Fiberglass coated steel |  |  | Fiberglass reinforced plastic, DBWALL |  | 1901-01-01 |  | Catchment Basin, Single walled catchment basin | Flow Rest 90% Full | Flow Rest 90% Full | Interstitial Monitoring within Secondary Containment |  | Automatic Tank Gauge | [8 empty] | UST Currently In Use: 0; UST Temp Close: 0; AST Currently In Use: 0; AST Temp Closed: 0 | 0 | 0 | 2 | 12740-121-017486 | JET PEP INC.
45855 | Permanently Closed | 2001-12-17 | 1995-05-30 | 2003-08-20 | Petroleum | Mid-grade gasoline | Mid-grade gasoline | Retail | Fiberglass coated steel, DBWALL | Fiberglass coated steel |  |  | Fiberglass reinforced plastic, DBWALL |  | 1901-01-01 |  | Catchment Basin, Single walled catchment basin | Flow Rest 90% Full | Flow Rest 90% Full | Interstitial Monitoring within Secondary Containment |  | Automatic Tank Gauge |  |  |  | Interstitial Monitoring within Secondary Containment |  |  |  |  | UST Currently In Use: 0; UST Temp Close: 0; AST Currently In Use: 0; AST Temp Closed: 0 | 0 | 0 | 2 | 12740-121-017486 | JET PEP INC.
45856 | Currently in Use |  | 1995-06-20 |  | Petroleum | Unleaded gasoline | Unleaded gasoline | Retail | Double Wall, Fiberglass coated steel | Fiberglass coated steel |  |  | Double Wall, Flexible, GEOFLEX |  | 1901-01-01 |  | Catchment Basin, Single walled catchment basin | Automatic shutoff device At 95% full | Automatic shutoff device At 95% full | Interstitial Monitoring within Secondary Containment |  | Continuous Automatic Tank Gauge |  | Automatic flow restrictor (MLLD), Containment Sump | Containment Sump | Interstitial Monitoring within Secondary Containment | SENSOR TO ATG | Annual line testing, Continuous alarm system | Continuous alarm system |  | UST Currently In Use: 2; UST Temp Close: 0; AST Currently In Use: 0; AST Temp Closed: 0 | 2 | 0 | 4 | 23413-003-008666 | CIRCLE K STORES, INC.
45857 | Currently in Use |  | 1995-06-20 |  | Petroleum | Premium gasoline | Premium gasoline | Retail | Double Wall, Fiberglass coated steel | Fiberglass coated steel |  |  | Double Wall, Flexible, GEOFLEX |  | 1901-01-01 |  | Catchment Basin, Single walled catchment basin | Automatic shutoff device At 95% full | Automatic shutoff device At 95% full | Interstitial Monitoring within Secondary Containment |  | Continuous Automatic Tank Gauge |  | Automatic flow restrictor (MLLD), Containment Sump | Containment Sump | Interstitial Monitoring within Secondary Containment | SENSOR TO ATG | Annual line testing, Continuous alarm system | Continuous alarm system |  | UST Currently In Use: 2; UST Temp Close: 0; AST Currently In Use: 0; AST Temp Closed: 0 | 2 | 0 | 4 | 23413-003-008666 | CIRCLE K STORES, INC.
45858 | Currently in Use |  | 1994-06-15 |  | Petroleum | Unleaded gasoline | Unleaded gasoline | Retail | Fiberglass reinforced plastic, Single Wall | Single Wall |  |  | Double Wall, Fiberglass reinforced plastic, OLD TYPE |  | 1901-01-01 |  | Catchment Basin, Single walled catchment basin | Automatic shutoff device At 95% full, Flow Rest 90% Full | Flow Rest 90% Full |  |  | Continuous Automatic Tank Gauge |  | Automatic flow restrictor (MLLD), Containment Sump | Containment Sump |  |  | Annual line testing, Other, WATERSUMP | Other |  | UST Currently In Use: 3; UST Temp Close: 0; AST Currently In Use: 0; AST Temp Closed: 0 | 3 | 0 | 0 | 25457-073-003018 | ANDREW INVESTMENTS LLC
45859 | Currently in Use |  | 1994-06-15 |  | Petroleum | Unleaded gasoline | Unleaded gasoline | Retail | Fiberglass reinforced plastic, Single Wall | Single Wall |  |  | Double Wall, Fiberglass reinforced plastic, OLD TYPE |  | 1901-01-01 |  | Catchment Basin, Single walled catchment basin | Automatic shutoff device At 95% full, Flow Rest 90% Full | Flow Rest 90% Full |  |  | Continuous Automatic Tank Gauge |  | Automatic flow restrictor (MLLD), Containment Sump | Containment Sump |  |  | Annual line testing, Other, WATERSUMP | Other |  | UST Currently In Use: 3; UST Temp Close: 0; AST Currently In Use: 0; AST Temp Closed: 0 | 3 | 0 | 0 | 25457-073-003018 | ANDREW INVESTMENTS LLC
45860 | Currently in Use |  | 1994-06-15 |  | Petroleum | Premium gasoline | Premium gasoline | Retail | Fiberglass reinforced plastic, Single Wall | Single Wall |  |  | Double Wall, Fiberglass reinforced plastic, OLD TYPE |  | 1901-01-01 |  | Catchment Basin, Single walled catchment basin | Automatic shutoff device At 95% full | Automatic shutoff device At 95% full |  |  | Continuous Automatic Tank Gauge |  | Automatic flow restrictor (MLLD), Containment Sump | Containment Sump |  |  | Annual line testing, Other, WATERSUMP | Other |  | UST Currently In Use: 3; UST Temp Close: 0; AST Currently In Use: 0; AST Temp Closed: 0 | 3 | 0 | 0 | 25457-073-003018 | ANDREW INVESTMENTS LLC
45861 | Permanently Closed | 2002-02-01 | 1989-10-06 | 2009-06-17 | Petroleum | Unleaded gasoline | Unleaded gasoline | Retail | Fiberglass coated steel | Fiberglass coated steel |  |  | Fiberglass reinforced plastic |  | 1901-01-01 | None | Catchment Basin, Single walled catchment basin | Audible high level alarm At 90% full, Flow Rest 90% Full | Flow Rest 90% Full |  |  | Automatic Tank Gauge |  |  |  | Interstitial Monitoring within Secondary Containment |  |  |  |  | UST Currently In Use: 0; UST Temp Close: 0; AST Currently In Use: 0; AST Temp Closed: 0 | 0 | 0 | 8 | 14477-069-005270 | SOUTHEASTERN OIL CO INC
45862 | Permanently Closed | 2002-02-01 | 1989-10-06 | 2009-06-17 | Petroleum | Unleaded gasoline | Unleaded gasoline | Retail | Fiberglass coated steel | Fiberglass coated steel |  |  | Fiberglass reinforced plastic |  | 1901-01-01 | None | Catchment Basin, Single walled catchment basin | Audible high level alarm At 90% full, Flow Rest 90% Full | Flow Rest 90% Full |  |  | Automatic Tank Gauge |  |  |  | Interstitial Monitoring within Secondary Containment |  |  |  |  | UST Currently In Use: 0; UST Temp Close: 0; AST Currently In Use: 0; AST Temp Closed: 0 | 0 | 0 | 8 | 14477-069-005270 | SOUTHEASTERN OIL CO INC
45863 | Permanently Closed | 2002-02-01 | 1989-10-06 | 2009-06-17 | Petroleum | Unleaded gasoline | Unleaded gasoline | Retail | Fiberglass coated steel | Fiberglass coated steel |  |  | Fiberglass reinforced plastic |  | 1901-01-01 | None | Catchment Basin, Single walled catchment basin | Audible high level alarm At 90% full, Flow Rest 90% Full | Flow Rest 90% Full |  |  | Automatic Tank Gauge |  |  |  | Interstitial Monitoring within Secondary Containment |  |  |  |  | UST Currently In Use: 0; UST Temp Close: 0; AST Currently In Use: 0; AST Temp Closed: 0 | 0 | 0 | 8 | 14477-069-005270 | SOUTHEASTERN OIL CO INC
45864 | Permanently Closed | 2001-04-18 | 1989-10-06 | 2001-04-18 | Petroleum | Used oil | Used oil | Retail | Steel | Steel |  |  |  |  | 1901-01-01 |  | Other, EXEMPT | Other, EXEMPT | Other |  |  | Manual Tank Gauging (only tanks 1000 gal. or less and 48” or 64” in diameter) | [8 empty] | UST Currently In Use: 0; UST Temp Close: 0; AST Currently In Use: 0; AST Temp Closed: 0 | 0 | 0 | 8 | 14477-069-005270 | SOUTHEASTERN OIL CO INC
45865 | Currently in Use |  | 1995-12-28 |  | Petroleum | Premium gasoline | Premium gasoline | Retail | Single Wall, Steel | Steel | Coated & cathodic protection (sti-P3) |  | Double Wall, Fiberglass reinforced plastic |  |  |  | Catchment Basin, Single walled catchment basin | Flow Rest 90% Full | Flow Rest 90% Full |  |  | Continuous Automatic Tank Gauge | Single walled submersible pump containment sump | Automatic flow restrictor (MLLD), Containment Sump | Containment Sump |  | SENSOR TO ATG | Annual line testing | Annual line testing |  | UST Currently In Use: 3; UST Temp Close: 0; AST Currently In Use: 1; AST Temp Closed: 0 | 3 | 0 | 0 | 24563-127-017527 | K&K BUSINESS INC
45866 | Currently in Use |  | 1995-12-28 |  | Petroleum | Unleaded gasoline | Unleaded gasoline | Retail | Single Wall, Steel | Steel | Coated & cathodic protection (sti-P3) |  | Double Wall, Fiberglass reinforced plastic |  |  |  | Catchment Basin, Single walled catchment basin | Flow Rest 90% Full | Flow Rest 90% Full |  |  | Continuous Automatic Tank Gauge | Single walled submersible pump containment sump | Automatic flow restrictor (MLLD), Containment Sump | Containment Sump |  | SENSOR TO ATG | Annual line testing | Annual line testing |  | UST Currently In Use: 3; UST Temp Close: 0; AST Currently In Use: 1; AST Temp Closed: 0 | 3 | 0 | 0 | 24563-127-017527 | K&K BUSINESS INC
45867 | Currently in Use |  | 1995-12-28 |  | Petroleum | On road diesel | On road diesel | Retail | Single Wall, Steel | Steel | Coated & cathodic protection (sti-P3) |  | Double Wall, Fiberglass reinforced plastic |  |  |  | Catchment Basin, Single walled catchment basin | Flow Rest 90% Full | Flow Rest 90% Full |  |  | Continuous Automatic Tank Gauge | Single walled submersible pump containment sump | Automatic flow restrictor (MLLD), Containment Sump | Containment Sump |  | SENSOR TO ATG | Annual line testing | Annual line testing |  | UST Currently In Use: 3; UST Temp Close: 0; AST Currently In Use: 1; AST Temp Closed: 0 | 3 | 0 | 0 | 24563-127-017527 | K&K BUSINESS INC
45868 | Permanently Closed | 2002-12-20 | 1988-07-12 | 2004-03-10 | Petroleum | On road diesel | On road diesel | Bulk facility | Steel | Steel | Field installed cathodic protection |  | Fiberglass reinforced plastic |  | 1901-01-01 | Field installed cathodic protection | Catchment Basin, Single walled catchment basin | Flow Rest 90% Full | Flow Rest 90% Full | [11 empty] | UST Currently In Use: 0; UST Temp Close: 0; AST Currently In Use: 0; AST Temp Closed: 0 | 0 | 0 | 3 | 10654-073-001482 | BOYD BROTHERS TRANSPORTATION CO INC
45869 | Currently in Use |  | 1995-09-14 |  | Petroleum | Unleaded gasoline | Unleaded gasoline | Retail | Steel | Steel | Coated & cathodic protection (sti-P3) |  | Fiberglass reinforced plastic |  | 1901-01-01 |  | Catchment Basin, Single walled catchment basin | Automatic shutoff device At 95% full | Automatic shutoff device At 95% full |  |  | Automatic Tank Gauge |  | Automatic flow restrictor (MLLD), Containment Sump | Containment Sump |  |  | Annual line testing | Annual line testing |  | UST Currently In Use: 3; UST Temp Close: 0; AST Currently In Use: 0; AST Temp Closed: 0 | 3 | 0 | 0 | 25932-003-017528 | JSN ENTERPRISES LLC
45870 | Currently in Use |  | 1995-09-14 |  | Petroleum | Premium gasoline | Premium gasoline | Retail | Steel | Steel | Coated & cathodic protection (sti-P3) |  | Fiberglass reinforced plastic |  | 1901-01-01 |  | Catchment Basin, Single walled catchment basin | Automatic shutoff device At 95% full | Automatic shutoff device At 95% full |  |  | Automatic Tank Gauge |  | Automatic flow restrictor (MLLD), Containment Sump | Containment Sump |  |  | Annual line testing | Annual line testing |  | UST Currently In Use: 3; UST Temp Close: 0; AST Currently In Use: 0; AST Temp Closed: 0 | 3 | 0 | 0 | 25932-003-017528 | JSN ENTERPRISES LLC
45871 | Currently in Use |  | 1995-09-14 |  | Petroleum | On road diesel | On road diesel | Retail | Steel | Steel | Coated & cathodic protection (sti-P3) |  | Fiberglass reinforced plastic |  | 1901-01-01 |  | Catchment Basin, Single walled catchment basin | Automatic shutoff device At 95% full | Automatic shutoff device At 95% full |  |  | Automatic Tank Gauge |  | Automatic flow restrictor (MLLD), Containment Sump | Containment Sump |  |  | Annual line testing | Annual line testing |  | UST Currently In Use: 3; UST Temp Close: 0; AST Currently In Use: 0; AST Temp Closed: 0 | 3 | 0 | 0 | 25932-003-017528 | JSN ENTERPRISES LLC
45872 | Currently in Use |  | 1995-06-10 |  | Petroleum | Unleaded gasoline | Unleaded gasoline | Retail | Steel | Steel | Coated & cathodic protection (sti-P3) |  | Flexible, ENVIROFLEX |  |  |  | Catchment Basin, Single walled catchment basin | Audible high level alarm At 90% full, Flow Rest 90% Full | Flow Rest 90% Full |  |  | Continuous Automatic Tank Gauge |  | Automatic flow restrictor (MLLD) | Automatic flow restrictor (MLLD) |  |  | Annual line testing | Annual line testing |  | UST Currently In Use: 2; UST Temp Close: 0; AST Currently In Use: 0; AST Temp Closed: 0 | 2 | 0 | 0 | 16029-007-017529 | SHANE JONES
45873 | Currently in Use |  | 1995-06-10 |  | Petroleum | Unleaded gasoline | Unleaded gasoline | Retail | Steel | Steel | Coated & cathodic protection (sti-P3) |  | Flexible, ENVIROFLEX |  |  |  | Catchment Basin, Single walled catchment basin | Audible high level alarm At 90% full, Flow Rest 90% Full | Flow Rest 90% Full |  |  | Continuous Automatic Tank Gauge |  | Automatic flow restrictor (MLLD), Containment Sump | Containment Sump |  |  | Annual line testing | Annual line testing |  | UST Currently In Use: 2; UST Temp Close: 0; AST Currently In Use: 0; AST Temp Closed: 0 | 2 | 0 | 0 | 16029-007-017529 | SHANE JONES
45874 | Permanently Closed | 2001-04-20 | 1989-02-18 | 2004-08-26 | Petroleum | Unleaded gasoline | Unleaded gasoline | Industrial | Steel | Steel | Coated & cathodic protection (sti-P3) |  | Steel |  | 1901-01-01 | Field installed cathodic protection | [5 empty] | Manual Tank Gauging (only tanks 1000 gal. or less and 48” or 64” in diameter) | [8 empty] | UST Currently In Use: 0; UST Temp Close: 0; AST Currently In Use: 0; AST Temp Closed: 0 | 0 | 0 | 1 | 19927-003-017530 | ALMS PUMP SERVICE
45875 | Permanently Closed | 2000-01-04 | 1994-10-25 | 2002-01-16 | Petroleum | Unleaded gasoline | Unleaded gasoline | Retail | Fiberglass reinforced plastic | Fiberglass reinforced plastic |  |  | Fiberglass reinforced plastic |  | 1901-01-01 |  | Catchment Basin, Single walled catchment basin | Flow Rest 90% Full | Flow Rest 90% Full | [11 empty] | UST Currently In Use: 0; UST Temp Close: 0; AST Currently In Use: 0; AST Temp Closed: 0 | 0 | 0 | 2 | 20299-073-017531 | BILLY POUNDS
45876 | Permanently Closed | 2000-01-04 | 1994-10-25 | 2002-01-16 | Petroleum | Unleaded gasoline | Unleaded gasoline | Retail | Fiberglass reinforced plastic | Fiberglass reinforced plastic |  |  | Fiberglass reinforced plastic |  | 1901-01-01 |  | Catchment Basin, Single walled catchment basin | Flow Rest 90% Full | Flow Rest 90% Full | [8 empty] | Annual line testing | Annual line testing |  | UST Currently In Use: 0; UST Temp Close: 0; AST Currently In Use: 0; AST Temp Closed: 0 | 0 | 0 | 2 | 20299-073-017531 | BILLY POUNDS
45877 | Currently in Use |  | 1995-06-15 |  | Petroleum | Unleaded gasoline | Unleaded gasoline | Retail | Fiberglass reinforced plastic, Single Wall | Single Wall |  |  | Double Wall, Fiberglass reinforced plastic, DOUBLEWALL |  | 1901-01-01 | None | Catchment Basin, Single walled catchment basin | Automatic shutoff device At 95% full | Automatic shutoff device At 95% full |  |  | Continuous Automatic Tank Gauge |  | Automatic flow restrictor (MLLD), Containment Sump | Containment Sump | Interstitial Monitoring within Secondary Containment |  | Annual line testing, Continuous alarm system | Continuous alarm system |  | UST Currently In Use: 3; UST Temp Close: 0; AST Currently In Use: 0; AST Temp Closed: 0 | 3 | 0 | 0 | 26026-089-017532 | ROUROX INC
45878 | Currently in Use |  | 1995-06-15 |  | Petroleum | On road diesel | On road diesel | Retail | Fiberglass reinforced plastic, Single Wall | Single Wall |  |  | Double Wall, Fiberglass reinforced plastic |  | 1901-01-01 |  | Catchment Basin, Single walled catchment basin | Automatic shutoff device At 95% full | Automatic shutoff device At 95% full |  |  | Continuous Automatic Tank Gauge |  | Automatic flow restrictor (MLLD), Containment Sump | Containment Sump | Interstitial Monitoring within Secondary Containment |  | Annual line testing, Continuous alarm system | Continuous alarm system |  | UST Currently In Use: 3; UST Temp Close: 0; AST Currently In Use: 0; AST Temp Closed: 0 | 3 | 0 | 0 | 26026-089-017532 | ROUROX INC
45879 | Currently in Use |  | 1995-06-15 |  | Petroleum | Premium gasoline | Premium gasoline | Retail | Fiberglass reinforced plastic, Single Wall | Single Wall |  |  | Double Wall, Fiberglass reinforced plastic |  | 1901-01-01 |  | Catchment Basin, Single walled catchment basin | Automatic shutoff device At 95% full | Automatic shutoff device At 95% full |  |  | Continuous Automatic Tank Gauge |  | Automatic flow restrictor (MLLD), Containment Sump | Containment Sump | Interstitial Monitoring within Secondary Containment |  | Annual line testing, Continuous alarm system | Continuous alarm system |  | UST Currently In Use: 3; UST Temp Close: 0; AST Currently In Use: 0; AST Temp Closed: 0 | 3 | 0 | 0 | 26026-089-017532 | ROUROX INC
45880 | Currently in Use |  | 1989-09-30 |  | Petroleum | On road diesel | On road diesel | Bulk facility, Local Government | Steel | Steel | Coated & cathodic protection (sti-P3) |  | Fiberglass reinforced plastic |  |  |  | Catchment Basin, Single walled catchment basin | Flow Rest 90% Full | Flow Rest 90% Full |  |  | Continuous Automatic Tank Gauge | [8 empty] | UST Currently In Use: 2; UST Temp Close: 0; AST Currently In Use: 0; AST Temp Closed: 0 | 2 | 0 | 3 | 12238-065-002432 | HALE COUNTY COMMISSION
45881 | Currently in Use |  | 1995-06-08 |  | Petroleum | Unleaded gasoline | Unleaded gasoline | Retail | Double Wall, Fiberglass coated steel | Fiberglass coated steel |  |  | Double Wall, Fiberglass reinforced plastic |  | 1901-01-01 |  | Catchment Basin, Single walled catchment basin | Automatic shutoff device At 95% full | Automatic shutoff device At 95% full |  |  | Continuous Automatic Tank Gauge, Statistical Inventory Reconciliation (SIR) | Single walled submersible pump containment sump | Automatic flow restrictor (MLLD), Containment Sump | Containment Sump | Interstitial Monitoring within Secondary Containment | SENSOR TO ATG | Continuous alarm system, Statistical inventory reconciliation (SIR) | Statistical inventory reconciliation (SIR) |  | UST Currently In Use: 2; UST Temp Close: 0; AST Currently In Use: 0; AST Temp Closed: 0 | 2 | 0 | 0 | 23413-073-017533 | CIRCLE K STORES, INC.
45882 | Currently in Use |  | 1995-06-08 |  | Petroleum | Premium gasoline | Premium gasoline | Retail | Double Wall, Fiberglass coated steel | Fiberglass coated steel |  |  | Double Wall, Fiberglass reinforced plastic |  | 1901-01-01 |  | Catchment Basin, Single walled catchment basin | Automatic shutoff device At 95% full | Automatic shutoff device At 95% full | Interstitial Monitoring within Secondary Containment | SENSOR TO ATG | Continuous Automatic Tank Gauge, Statistical Inventory Reconciliation (SIR) | Single walled submersible pump containment sump | Automatic flow restrictor (MLLD), Containment Sump | Containment Sump | Interstitial Monitoring within Secondary Containment | SENSOR TO ATG | Annual line testing | Annual line testing |  | UST Currently In Use: 2; UST Temp Close: 0; AST Currently In Use: 0; AST Temp Closed: 0 | 2 | 0 | 0 | 23413-073-017533 | CIRCLE K STORES, INC.
45883 | Currently in Use |  | 1989-01-01 |  | Petroleum | On road diesel | On road diesel | Emergency Power Generator, State/Federal Government | Fiberglass reinforced plastic | Fiberglass reinforced plastic |  |  | Fiberglass reinforced plastic |  | 1901-01-01 | None | Catchment Basin, Single walled catchment basin | Flow Rest 90% Full | Flow Rest 90% Full |  |  | Automatic Tank Gauge | [8 empty] | UST Currently In Use: 1; UST Temp Close: 0; AST Currently In Use: 0; AST Temp Closed: 0 | 1 | 0 | 0 | 16407-101-017534 | RETIREMENT SYSTEMS OF ALABAMA
45884 | Currently in Use |  | 1989-05-01 |  | Petroleum | Other, FUEL OIL | Other | Bulk facility, Emergency Power Generator, State/Federal Government | Fiberglass reinforced plastic | Fiberglass reinforced plastic |  |  | Fiberglass reinforced plastic |  | 1901-01-01 | None | Catchment Basin, Single walled catchment basin | Flow Rest 90% Full | Flow Rest 90% Full | Interstitial Monitoring within Secondary Containment | [10 empty] | UST Currently In Use: 1; UST Temp Close: 0; AST Currently In Use: 0; AST Temp Closed: 0 | 1 | 0 | 0 | 16407-101-017535 | RETIREMENT SYSTEMS OF ALABAMA
45885 | Currently in Use |  | 1995-04-18 |  | Petroleum | On road diesel | On road diesel | Retail | Fiberglass reinforced plastic, Single Wall | Single Wall |  |  | Double Wall, Flexible | APT | 1901-01-01 |  | Catchment Basin, Single walled catchment basin | Automatic shutoff device At 95% full | Automatic shutoff device At 95% full |  |  | Automatic Tank Gauge | [8 empty] | UST Currently In Use: 2; UST Temp Close: 0; AST Currently In Use: 1; AST Temp Closed: 0 | 2 | 0 | 0 | 24156-115-017537 | BABU JEE INC
45886 | Currently in Use |  | 1995-04-18 |  | Petroleum | Unleaded gasoline | Unleaded gasoline | Retail | Fiberglass reinforced plastic, Single Wall, 8R/4P | Single Wall |  |  | Double Wall, Flexible | APT | 1901-01-01 |  | Catchment Basin, Single walled catchment basin | Automatic shutoff device At 95% full | Automatic shutoff device At 95% full |  |  | Automatic Tank Gauge |  | Automatic flow restrictor (MLLD), Containment Sump | Containment Sump |  |  | Annual line testing | Annual line testing |  | UST Currently In Use: 2; UST Temp Close: 0; AST Currently In Use: 1; AST Temp Closed: 0 | 2 | 0 | 0 | 24156-115-017537 | BABU JEE INC
45887 | Currently in Use |  | 1995-08-30 |  | Petroleum | Unleaded gasoline | Unleaded gasoline | Retail | Fiberglass reinforced plastic | Fiberglass reinforced plastic |  |  | Fiberglass reinforced plastic |  | 1901-01-01 | None | Catchment Basin, Single walled catchment basin | Flow Rest 90% Full | Flow Rest 90% Full |  |  | Statistical Inventory Reconciliation (SIR) |  | Automatic flow restrictor (MLLD), Containment Sump | Containment Sump |  |  | Statistical inventory reconciliation (SIR) | Statistical inventory reconciliation (SIR) |  | UST Currently In Use: 3; UST Temp Close: 0; AST Currently In Use: 0; AST Temp Closed: 0 | 3 | 0 | 0 | 14410-003-017538 | MCDONALD OIL COMPANY
45888 | Currently in Use |  | 1995-08-30 |  | Petroleum | Premium gasoline | Premium gasoline | Retail | Fiberglass reinforced plastic | Fiberglass reinforced plastic |  |  | Fiberglass reinforced plastic |  | 1901-01-01 | None | Catchment Basin, Single walled catchment basin | Flow Rest 90% Full | Flow Rest 90% Full |  |  | Statistical Inventory Reconciliation (SIR) |  | Automatic flow restrictor (MLLD), Containment Sump | Containment Sump |  |  | Statistical inventory reconciliation (SIR) | Statistical inventory reconciliation (SIR) |  | UST Currently In Use: 3; UST Temp Close: 0; AST Currently In Use: 0; AST Temp Closed: 0 | 3 | 0 | 0 | 14410-003-017538 | MCDONALD OIL COMPANY
45889 | Currently in Use |  | 1995-08-30 |  | Petroleum | On road diesel | On road diesel | Retail | Fiberglass reinforced plastic | Fiberglass reinforced plastic |  |  | Fiberglass reinforced plastic |  | 1901-01-01 | None | Catchment Basin, Single walled catchment basin | Flow Rest 90% Full | Flow Rest 90% Full |  |  | Statistical Inventory Reconciliation (SIR) |  | Automatic flow restrictor (MLLD), Containment Sump | Containment Sump |  |  | Statistical inventory reconciliation (SIR) | Statistical inventory reconciliation (SIR) |  | UST Currently In Use: 3; UST Temp Close: 0; AST Currently In Use: 0; AST Temp Closed: 0 | 3 | 0 | 0 | 14410-003-017538 | MCDONALD OIL COMPANY
45890 | Currently in Use |  | 1995-07-19 |  | Petroleum | On road diesel | On road diesel | Emergency Power Generator | Double Wall, Fiberglass reinforced plastic | Fiberglass reinforced plastic |  |  | Double Wall, Fiberglass reinforced plastic, COPPER |  | 1901-01-01 | None | Double walled catchment basin, DOUBLE | Audible high level alarm At 90% full, Automatic shutoff device At 95% full | Automatic shutoff device At 95% full | Interstitial Monitoring within Secondary Containment | SENSOR TO ATG | Automatic Tank Gauge | [8 empty] | UST Currently In Use: 1; UST Temp Close: 0; AST Currently In Use: 0; AST Temp Closed: 0 | 1 | 0 | 2 | 14462-073-012054 | BELLSOUTH TELECOMM. DBA AT&T ALA.
45891 | Currently in Use |  | 1995-09-15 |  | Petroleum | On road diesel | On road diesel | Industrial | Steel | Steel | Coated & cathodic protection (sti-P3) |  | Fiberglass reinforced plastic |  |  |  | Catchment Basin, Single walled catchment basin | Automatic shutoff device At 95% full | Automatic shutoff device At 95% full |  |  | Other, Statistical Inventory Reconciliation (SIR) | [8 empty] | UST Currently In Use: 1; UST Temp Close: 0; AST Currently In Use: 0; AST Temp Closed: 0 | 1 | 0 | 0 | 19933-097-017539 | VAN ELMORE SERVICES INC
45892 | Permanently Closed | 2013-01-01 | 1995-09-10 | 2015-05-05 | Petroleum | On road diesel | On road diesel | Emergency Power Generator, Industrial | Fiberglass coated steel | Fiberglass coated steel |  |  | Fiberglass reinforced plastic |  | 1901-01-01 |  | Catchment Basin, Single walled catchment basin | Automatic shutoff device At 95% full | Automatic shutoff device At 95% full |  |  | Automatic Tank Gauge | [8 empty] | UST Currently In Use: 0; UST Temp Close: 0; AST Currently In Use: 0; AST Temp Closed: 0 | 0 | 0 | 1 | 19934-073-017540 | BAPTIST HOSPITAL FOUNDATION SVC CORP
45893 | Currently in Use |  | 1995-07-27 |  | Petroleum | Unleaded gasoline | Unleaded gasoline | Retail | Fiberglass reinforced plastic | Fiberglass reinforced plastic |  |  | Flexible | ENVIRON | 1901-01-01 |  | Catchment Basin, Single walled catchment basin | Flow Rest 90% Full | Flow Rest 90% Full |  |  | Continuous Automatic Tank Gauge |  | Automatic shutoff device (AELLD) | Automatic shutoff device (AELLD) | [5 empty] | UST Currently In Use: 1; UST Temp Close: 0; AST Currently In Use: 0; AST Temp Closed: 0 | 1 | 0 | 0 | 25976-125-017541 | R. PATEL AND V. PATEL
45894 | Temporary Closed | 2019-04-01 | 1995-10-03 |  | Petroleum | Unleaded gasoline | Unleaded gasoline | Retail | Single Wall, Steel | Steel | Coated & cathodic protection (sti-P3) |  | Fiberglass reinforced plastic, Single Wall |  |  |  | Catchment Basin, Single walled catchment basin | Automatic shutoff device At 95% full | Automatic shutoff device At 95% full |  |  | Continuous Automatic Tank Gauge | [8 empty] | UST Currently In Use: 0; UST Temp Close: 3; AST Currently In Use: 2; AST Temp Closed: 0 | 0 | 3 | 3 | 23429-055-008117 | MUSA PROPERTIES, LLC
45895 | Temporary Closed | 2019-04-01 | 1995-10-03 |  | Petroleum | Other, 100% | Other | Retail | Single Wall, Steel | Steel | Coated & cathodic protection (sti-P3) |  | Fiberglass reinforced plastic, Single Wall |  |  |  | Catchment Basin, Single walled catchment basin | Automatic shutoff device At 95% full | Automatic shutoff device At 95% full |  |  | Continuous Automatic Tank Gauge | [8 empty] | UST Currently In Use: 0; UST Temp Close: 3; AST Currently In Use: 2; AST Temp Closed: 0 | 0 | 3 | 3 | 23429-055-008117 | MUSA PROPERTIES, LLC
45896 | Temporary Closed | 2019-04-01 | 1995-10-03 |  | Petroleum | On road diesel | On road diesel | Retail | Single Wall, Steel | Steel | Coated & cathodic protection (sti-P3) |  | Fiberglass reinforced plastic, Single Wall |  |  |  | Catchment Basin, Single walled catchment basin | Automatic shutoff device At 95% full | Automatic shutoff device At 95% full |  |  | Continuous Automatic Tank Gauge | [8 empty] | UST Currently In Use: 0; UST Temp Close: 3; AST Currently In Use: 2; AST Temp Closed: 0 | 0 | 3 | 3 | 23429-055-008117 | MUSA PROPERTIES, LLC
45897 | Currently in Use |  | 1995-10-01 |  | Petroleum | Unleaded gasoline | Unleaded gasoline | Retail | Single Wall, Steel | Steel | Coated & cathodic protection (sti-P3) |  | Double Wall, Fiberglass reinforced plastic |  |  |  | Catchment Basin, Single walled catchment basin | Flow Rest 90% Full | Flow Rest 90% Full |  |  | Automatic Tank Gauge |  | Automatic flow restrictor (MLLD), Containment Sump | Containment Sump |  |  | Annual line testing | Annual line testing |  | UST Currently In Use: 3; UST Temp Close: 0; AST Currently In Use: 0; AST Temp Closed: 0 | 3 | 0 | 0 | 13284-133-017542 | H.L. MARTIN DISTRIBUTING CO.
45898 | Currently in Use |  | 1995-10-01 |  | Petroleum | Premium gasoline | Premium gasoline | Retail | Single Wall, Steel | Steel | Coated & cathodic protection (sti-P3) |  | Double Wall, Fiberglass reinforced plastic |  |  |  | Catchment Basin, Single walled catchment basin | Flow Rest 90% Full | Flow Rest 90% Full |  |  | Automatic Tank Gauge |  | Automatic flow restrictor (MLLD), Containment Sump | Containment Sump |  |  | Annual line testing | Annual line testing |  | UST Currently In Use: 3; UST Temp Close: 0; AST Currently In Use: 0; AST Temp Closed: 0 | 3 | 0 | 0 | 13284-133-017542 | H.L. MARTIN DISTRIBUTING CO.
45899 | Currently in Use |  | 1995-10-01 |  | Petroleum | On road diesel | On road diesel | Retail | Single Wall, Steel | Steel | Coated & cathodic protection (sti-P3) |  | Double Wall, Fiberglass reinforced plastic |  |  |  | Catchment Basin, Single walled catchment basin | Flow Rest 90% Full | Flow Rest 90% Full |  |  | Automatic Tank Gauge |  | Automatic flow restrictor (MLLD), Containment Sump | Containment Sump |  |  | Annual line testing | Annual line testing |  | UST Currently In Use: 3; UST Temp Close: 0; AST Currently In Use: 0; AST Temp Closed: 0 | 3 | 0 | 0 | 13284-133-017542 | H.L. MARTIN DISTRIBUTING CO.
45900 | Currently in Use |  | 1995-07-14 |  | Petroleum | Unleaded gasoline | Unleaded gasoline | Retail | Fiberglass coated steel | Fiberglass coated steel |  |  | Flexible |  | 1901-01-01 |  | Catchment Basin, Single walled catchment basin | Automatic shutoff device At 95% full, Flow Rest 90% Full | Flow Rest 90% Full |  |  | Automatic Tank Gauge |  | Automatic flow restrictor (MLLD), Containment Sump | Containment Sump |  |  | Annual line testing | Annual line testing |  | UST Currently In Use: 1; UST Temp Close: 0; AST Currently In Use: 0; AST Temp Closed: 0 | 1 | 0 | 0 | 24798-025-017543 | THOMASVILLE DISCOUNT TOBACCO
45901 | Temporary Closed | 1999-11-10 | 1994-09-16 |  | Petroleum | On road diesel | On road diesel | Industrial | Fiberglass reinforced plastic | Fiberglass reinforced plastic |  |  | Fiberglass reinforced plastic |  | 1901-01-01 |  | Catchment Basin, Single walled catchment basin | Automatic shutoff device At 95% full, Flow Rest 90% Full | Flow Rest 90% Full | Interstitial Monitoring within Secondary Containment |  | Automatic Tank Gauge |  | Automatic flow restrictor (MLLD) | Automatic flow restrictor (MLLD) | Interstitial Monitoring within Secondary Containment |  | Annual line testing | Annual line testing |  | UST Currently In Use: 0; UST Temp Close: 1; AST Currently In Use: 0; AST Temp Closed: 0 | 0 | 1 | 3 | 21722-073-000052 | CYPRESS TRUCK LINES INC
45902 | Permanently Closed | 1999-10-26 | 1995-10-10 | 1999-10-26 | Petroleum | Virgin oil | Virgin oil | Industrial | Fiberglass coated steel | Fiberglass coated steel |  |  | Fiberglass reinforced plastic |  | 1901-01-01 |  | Catchment Basin, EXEMPT | Audible high level alarm At 90% full, Automatic shutoff device At 95% full, EXEMPT | Automatic shutoff device At 95% full | Interstitial Monitoring within Secondary Containment |  | Continuous Automatic Tank Gauge | [8 empty] | UST Currently In Use: 0; UST Temp Close: 0; AST Currently In Use: 2; AST Temp Closed: 0 | 0 | 0 | 3 | 19936-081-017544 | BRIGGS & STRATTON CORPORATION
45903 | Permanently Closed | 1999-09-08 | 1995-10-10 | 1999-10-26 | Petroleum | Other, EMPTY | Other | Industrial | Fiberglass coated steel | Fiberglass coated steel |  |  | Fiberglass reinforced plastic |  | 1901-01-01 |  | Catchment Basin, Single walled catchment basin | Audible high level alarm At 90% full, Automatic shutoff device At 95% full | Automatic shutoff device At 95% full | Interstitial Monitoring within Secondary Containment |  | Automatic Tank Gauge |  |  |  | Interstitial Monitoring within Secondary Containment |  |  |  |  | UST Currently In Use: 0; UST Temp Close: 0; AST Currently In Use: 2; AST Temp Closed: 0 | 0 | 0 | 3 | 19936-081-017544 | BRIGGS & STRATTON CORPORATION
45904 | Permanently Closed | 1999-10-26 | 1995-10-10 | 1999-10-26 | Petroleum | Aviation fuel (JP-4; etc.) | Aviation fuel (JP-4; etc.) | Industrial | Fiberglass coated steel | Fiberglass coated steel |  |  | Fiberglass reinforced plastic |  | 1901-01-01 |  | Catchment Basin, Single walled catchment basin | Audible high level alarm At 90% full, Automatic shutoff device At 95% full | Automatic shutoff device At 95% full | Interstitial Monitoring within Secondary Containment |  | Automatic Tank Gauge |  |  |  | Interstitial Monitoring within Secondary Containment |  |  |  |  | UST Currently In Use: 0; UST Temp Close: 0; AST Currently In Use: 2; AST Temp Closed: 0 | 0 | 0 | 3 | 19936-081-017544 | BRIGGS & STRATTON CORPORATION
45905 | Temporary Closed | 2008-03-01 | 1995-08-09 |  | Petroleum | On road diesel | On road diesel | Industrial | Steel | Steel | Coated & cathodic protection (sti-P3) |  | Fiberglass reinforced plastic |  |  | Other, FLXS ISOLA | Catchment Basin, Single walled catchment basin | Flow Rest 90% Full | Flow Rest 90% Full |  |  | Statistical Inventory Reconciliation (SIR) | [8 empty] | UST Currently In Use: 0; UST Temp Close: 1; AST Currently In Use: 0; AST Temp Closed: 0 | 0 | 1 | 0 | 12425-073-017548 | HORNADY TRUCK LINE INC
45906 | Currently in Use |  | 1995-04-01 |  | Petroleum | Aviation fuel (JP-4; etc.) | Aviation fuel (JP-4; etc.) | Industrial | Double Wall, Fiberglass reinforced plastic | Fiberglass reinforced plastic |  |  | Steel, ABGRND SS |  | 1901-01-01 | Other, STAINLESS | Other, ABOVEGROUN | Audible high level alarm At 90% full, Flow Rest 90% Full | Flow Rest 90% Full |  |  | Continuous Automatic Tank Gauge |  | Other, ABOVEGROUN | Other |  | SENSOR TO ATG |  |  |  | UST Currently In Use: 2; UST Temp Close: 0; AST Currently In Use: 0; AST Temp Closed: 0 | 2 | 0 | 0 | 22293-073-017549 | HARBERT CORPORATION
45907 | Currently in Use |  | 1995-04-01 |  | Petroleum | Aviation fuel (JP-4; etc.) | Aviation fuel (JP-4; etc.) | Industrial | Double Wall, Fiberglass reinforced plastic | Fiberglass reinforced plastic |  |  | Steel, ABGRND SS |  | 1901-01-01 | Other, STAINLESS | Other, ABOVEGROUN | Automatic shutoff device At 95% full, Flow Rest 90% Full | Flow Rest 90% Full | Interstitial Monitoring within Secondary Containment | SENSOR TO ATG | Continuous Automatic Tank Gauge |  | Other, ABOVEGROUN | Other |  |  | Other, ABOVEGROUN | Other |  | UST Currently In Use: 2; UST Temp Close: 0; AST Currently In Use: 0; AST Temp Closed: 0 | 2 | 0 | 0 | 22293-073-017549 | HARBERT CORPORATION
45908 | Currently in Use |  | 1995-09-01 |  | Petroleum | Unleaded gasoline | Unleaded gasoline | Retail | Double Wall, Fiberglass coated steel, Steel, SEE COMNTS | Steel | Coated & cathodic protection (sti-P3) |  | Double Wall, Flexible | OPW | 2009-07-30 |  | Catchment Basin, Single walled catchment basin | Flow Rest 90% Full | Flow Rest 90% Full | Interstitial Monitoring within Secondary Containment | SENSOR TO ATG | Continuous Automatic Tank Gauge |  | Automatic shutoff device (AELLD), Containment Sump | Containment Sump | Interstitial Monitoring within Secondary Containment |  |  |  |  | UST Currently In Use: 2; UST Temp Close: 0; AST Currently In Use: 0; AST Temp Closed: 0 | 2 | 0 | 3 | 12391-055-002872 | HOLLAR CO INC
45909 | Currently in Use |  | 1995-09-01 |  | Petroleum | Premium gasoline | Premium gasoline | Retail | Single Wall, Steel | Steel | Coated & cathodic protection (sti-P3) |  | Double Wall, Flexible | OPW | 2009-07-30 |  | Catchment Basin, Single walled catchment basin | Flow Rest 90% Full | Flow Rest 90% Full |  |  | Continuous Automatic Tank Gauge, Statistical Inventory Reconciliation (SIR) |  | Automatic shutoff device (AELLD), Containment Sump | Containment Sump | Interstitial Monitoring within Secondary Containment |  |  |  |  | UST Currently In Use: 2; UST Temp Close: 0; AST Currently In Use: 0; AST Temp Closed: 0 | 2 | 0 | 3 | 12391-055-002872 | HOLLAR CO INC
45910 | Currently in Use |  | 1985-11-15 |  | Petroleum | Unleaded gasoline | Unleaded gasoline | Retail | Steel | Steel | Coated & cathodic protection (sti-P3) |  | Fiberglass reinforced plastic |  |  |  | Catchment Basin, Single walled catchment basin | Automatic shutoff device At 95% full | Automatic shutoff device At 95% full |  |  | Automatic Tank Gauge |  | Automatic flow restrictor (MLLD), Containment Sump | Containment Sump |  |  | Annual line testing | Annual line testing |  | UST Currently In Use: 3; UST Temp Close: 0; AST Currently In Use: 0; AST Temp Closed: 0 | 3 | 0 | 0 | 24927-097-017551 | AKSHARDHAM INC
45911 | Currently in Use |  | 1985-11-15 |  | Petroleum | Other, 100% GAS | Other | Retail | Steel | Steel | Coated & cathodic protection (sti-P3) |  | Fiberglass reinforced plastic |  |  |  | Catchment Basin, Single walled catchment basin | Automatic shutoff device At 95% full | Automatic shutoff device At 95% full |  |  | Automatic Tank Gauge |  | Automatic flow restrictor (MLLD), Containment Sump | Containment Sump |  |  | Annual line testing | Annual line testing |  | UST Currently In Use: 3; UST Temp Close: 0; AST Currently In Use: 0; AST Temp Closed: 0 | 3 | 0 | 0 | 24927-097-017551 | AKSHARDHAM INC
45912 | Currently in Use |  | 1985-11-15 |  | Petroleum | On road diesel | On road diesel | Retail | Steel | Steel | Coated & cathodic protection (sti-P3) |  | Fiberglass reinforced plastic |  |  |  | Catchment Basin, Single walled catchment basin | Automatic shutoff device At 95% full | Automatic shutoff device At 95% full |  |  |  |  | Automatic flow restrictor (MLLD), Containment Sump | Containment Sump |  |  | Annual line testing | Annual line testing |  | UST Currently In Use: 3; UST Temp Close: 0; AST Currently In Use: 0; AST Temp Closed: 0 | 3 | 0 | 0 | 24927-097-017551 | AKSHARDHAM INC
45913 | Currently in Use |  | 1995-10-01 |  | Petroleum | Unleaded gasoline | Unleaded gasoline | Retail | Fiberglass coated steel | Fiberglass coated steel |  |  | Fiberglass reinforced plastic |  | 1901-01-01 |  | Catchment Basin, Single walled catchment basin | Flow Rest 90% Full | Flow Rest 90% Full |  |  | Continuous Automatic Tank Gauge | [8 empty] | UST Currently In Use: 2; UST Temp Close: 0; AST Currently In Use: 0; AST Temp Closed: 0 | 2 | 0 | 3 | 24087-021-014045 | FIROZ & JOHAINA POONAWALLA
45915 | Currently in Use |  | 1995-10-01 |  | Petroleum | Premium gasoline | Premium gasoline | Retail | Fiberglass coated steel | Fiberglass coated steel |  |  | Fiberglass reinforced plastic |  | 1901-01-01 |  | Catchment Basin, Single walled catchment basin | Flow Rest 90% Full | Flow Rest 90% Full |  |  | Continuous Automatic Tank Gauge | [8 empty] | UST Currently In Use: 2; UST Temp Close: 0; AST Currently In Use: 0; AST Temp Closed: 0 | 2 | 0 | 3 | 24087-021-014045 | FIROZ & JOHAINA POONAWALLA
45916 | Permanently Closed | 1994-11-12 | 1974-01-01 | 1997-11-12 | Petroleum | Unleaded gasoline | Unleaded gasoline | Emergency power generator | Steel | Steel |  |  |  |  | 1901-01-01 | [15 empty] | UST Currently In Use: 0; UST Temp Close: 0; AST Currently In Use: 0; AST Temp Closed: 0 | 0 | 0 | 1 | 19941-127-017552 | NORTHPORT HEALTH SERVICES,INC.
45917 | Temporary Closed | 2006-12-19 | 1995-06-15 |  | Petroleum | Unleaded gasoline | Unleaded gasoline | Retail | Steel | Steel | Coated & cathodic protection (sti-P3) |  | Fiberglass reinforced plastic |  |  |  | Catchment Basin, Single walled catchment basin | Automatic shutoff device At 95% full | Automatic shutoff device At 95% full |  |  | Statistical Inventory Reconciliation (SIR) | [8 empty] | UST Currently In Use: 0; UST Temp Close: 2; AST Currently In Use: 0; AST Temp Closed: 0 | 0 | 2 | 3 | 11656-047-004462 | EDWARDS AND EDWARDS INC
45918 | Temporary Closed | 2006-12-19 | 1995-06-15 |  | Petroleum | Unleaded gasoline | Unleaded gasoline | Retail | Steel | Steel | Coated & cathodic protection (sti-P3) |  | Fiberglass reinforced plastic |  |  |  | Catchment Basin, Single walled catchment basin | Automatic shutoff device At 95% full | Automatic shutoff device At 95% full |  |  | Statistical Inventory Reconciliation (SIR) | [8 empty] | UST Currently In Use: 0; UST Temp Close: 2; AST Currently In Use: 0; AST Temp Closed: 0 | 0 | 2 | 3 | 11656-047-004462 | EDWARDS AND EDWARDS INC
45919 | Permanently Closed | 1996-09-01 | 1974-01-01 | 1996-09-18 | Petroleum | Unleaded gasoline | Unleaded gasoline | Emergency power generator | Steel | Steel |  |  |  |  | 1901-01-01 | [15 empty] | UST Currently In Use: 0; UST Temp Close: 0; AST Currently In Use: 0; AST Temp Closed: 0 | 0 | 0 | 1 | 19941-013-017554 | NORTHPORT HEALTH SERVICES,INC.
45920 | Permanently Closed | 1995-03-01 | 1974-01-01 | 1996-03-26 | Petroleum | Unleaded gasoline | Unleaded gasoline | Bulk facility, Emergency Power Generator | Steel | Steel |  |  |  |  | 1901-01-01 | [15 empty] | UST Currently In Use: 0; UST Temp Close: 0; AST Currently In Use: 0; AST Temp Closed: 0 | 0 | 0 | 1 | 19941-041-017555 | NORTHPORT HEALTH SERVICES,INC.
45921 | Currently in Use |  | 1995-10-01 |  | Petroleum | Unleaded gasoline | Unleaded gasoline | Retail | Steel | Steel | Field installed cathodic protection |  | Fiberglass reinforced plastic |  |  |  | Catchment Basin, Single walled catchment basin | Flow Rest 90% Full | Flow Rest 90% Full |  |  | Continuous Automatic Tank Gauge |  | Automatic flow restrictor (MLLD) | Automatic flow restrictor (MLLD) |  |  | Annual line testing | Annual line testing |  | UST Currently In Use: 3; UST Temp Close: 0; AST Currently In Use: 0; AST Temp Closed: 0 | 3 | 0 | 4 | 23730-047-009377 | FLAG LLC
45922 | Currently in Use |  | 1995-10-01 |  | Petroleum | Unleaded gasoline | Unleaded gasoline | Retail | Steel | Steel | Field installed cathodic protection |  | Fiberglass reinforced plastic |  |  |  | Catchment Basin, Single walled catchment basin | Flow Rest 90% Full | Flow Rest 90% Full |  |  | Continuous Automatic Tank Gauge |  | Automatic flow restrictor (MLLD) | Automatic flow restrictor (MLLD) |  |  | Annual line testing | Annual line testing |  | UST Currently In Use: 3; UST Temp Close: 0; AST Currently In Use: 0; AST Temp Closed: 0 | 3 | 0 | 4 | 23730-047-009377 | FLAG LLC
45923 | Permanently Closed | 1977-10-21 | 1980-05-30 | 1999-04-21 | Petroleum | Unleaded gasoline | Unleaded gasoline | Bulk facility, Local Government | Steel | Steel |  |  |  |  | 1901-01-01 | [12 empty] | Annual line testing | Annual line testing |  | UST Currently In Use: 0; UST Temp Close: 0; AST Currently In Use: 0; AST Temp Closed: 0 | 0 | 0 | 3 | 19943-027-017557 | CITY OF LINEVILLE
45924 | Currently in Use |  | 1995-04-08 |  | Petroleum | Other, CONV | Other | Retail | Single Wall, Steel | Steel | Coated & cathodic protection (sti-P3) |  | Fiberglass reinforced plastic, Single Wall |  | 1901-01-01 |  | Catchment Basin, Single walled catchment basin | Flow Rest 90% Full | Flow Rest 90% Full |  |  | Continuous Automatic Tank Gauge | Direct Bury submersible pump | Automatic flow restrictor (MLLD) | Automatic flow restrictor (MLLD) |  |  | Annual line testing | Annual line testing |  | UST Currently In Use: 4; UST Temp Close: 1; AST Currently In Use: 0; AST Temp Closed: 0 | 4 | 1 | 2 | 25076-043-008800 | HGK, INC.
45925 | Currently in Use |  | 1995-04-08 |  | Petroleum | Unleaded gasoline | Unleaded gasoline | Retail | Single Wall, Steel | Steel | Coated & cathodic protection (sti-P3) |  | Fiberglass reinforced plastic, Single Wall |  | 1901-01-01 |  | Catchment Basin, Single walled catchment basin | Flow Rest 90% Full | Flow Rest 90% Full |  |  | Continuous Automatic Tank Gauge | Direct Bury submersible pump | Automatic flow restrictor (MLLD) | Automatic flow restrictor (MLLD) |  |  | Annual line testing | Annual line testing |  | UST Currently In Use: 4; UST Temp Close: 1; AST Currently In Use: 0; AST Temp Closed: 0 | 4 | 1 | 2 | 25076-043-008800 | HGK, INC.
45926 | Currently in Use |  | 1995-03-01 |  | Petroleum | Unleaded gasoline | Unleaded gasoline | Retail | Steel, 8K/4K | Steel | Coated & cathodic protection (sti-P3) |  | Double Wall, Fiberglass reinforced plastic |  | 1901-01-01 |  | Catchment Basin, Single walled catchment basin | Flow Rest 90% Full | Flow Rest 90% Full |  |  | Automatic Tank Gauge |  | Automatic flow restrictor (MLLD), Containment Sump | Containment Sump |  |  | Annual line testing | Annual line testing |  | UST Currently In Use: 1; UST Temp Close: 0; AST Currently In Use: 0; AST Temp Closed: 0 | 1 | 0 | 3 | 23528-115-006074 | L&L MARKET LLC
45927 | Currently in Use |  | 1984-10-01 |  | Petroleum | On road diesel | On road diesel | Retail | Single Wall, Steel | Steel | Field installed cathodic protection |  | Fiberglass reinforced plastic, Single Wall |  |  |  | Catchment Basin, Single walled catchment basin | Automatic shutoff device At 95% full | Automatic shutoff device At 95% full |  |  | Continuous Automatic Tank Gauge |  | Automatic flow restrictor (MLLD) | Automatic flow restrictor (MLLD) |  |  | Annual line testing | Annual line testing |  | UST Currently In Use: 3; UST Temp Close: 0; AST Currently In Use: 0; AST Temp Closed: 0 | 3 | 0 | 0 | 22658-073-002372 | SOUTHEAST HOLDING INVESTMENT LLC
45928 | Permanently Closed | 1997-03-01 | 1983-06-10 | 1997-09-09 | Petroleum | Unleaded gasoline | Unleaded gasoline | Retail | Steel | Steel | Coated & cathodic protection (sti-P3) |  | Steel |  | 1901-01-01 | None |  | Flow Rest 90% Full | Flow Rest 90% Full | [11 empty] | UST Currently In Use: 0; UST Temp Close: 0; AST Currently In Use: 0; AST Temp Closed: 0 | 0 | 0 | 5 | 13447-125-007723 | MILLER GROCERY INC
45929 | Permanently Closed | 1998-01-01 | 1984-08-01 | 1998-01-09 | Petroleum | Kerosene | Kerosene | Retail | Steel | Steel | Coated & cathodic protection (sti-P3), Field installed cathodic protection |  | Steel |  | 1901-01-01 | Field installed cathodic protection | Catchment Basin, Single walled catchment basin | Automatic shutoff device At 95% full, Flow Rest 90% Full | Flow Rest 90% Full | [8 empty] | Annual line testing | Annual line testing |  | UST Currently In Use: 4; UST Temp Close: 0; AST Currently In Use: 0; AST Temp Closed: 0 | 4 | 0 | 1 | 22098-073-007757 | SHORT CREEK LLC
45930 | Temporary Closed | 2023-03-20 | 1995-09-15 |  | Petroleum | Unleaded gasoline | Unleaded gasoline | Retail | Double Wall, Fiberglass coated steel | Fiberglass coated steel |  |  | Double Wall, Flexible, TTLCONTAIN |  | 1901-01-01 |  | Catchment Basin, Single walled catchment basin | Flow Rest 90% Full | Flow Rest 90% Full | Interstitial Monitoring within Secondary Containment |  | Automatic Tank Gauge |  | Automatic flow restrictor (MLLD), Containment Sump | Containment Sump | Interstitial Monitoring within Secondary Containment |  | Continuous alarm system | Continuous alarm system |  | UST Currently In Use: 0; UST Temp Close: 2; AST Currently In Use: 0; AST Temp Closed: 0 | 0 | 2 | 0 | 19942-125-017556 | TAYLORS AUTOMOTIVE LLC
45932 | Temporary Closed | 2025-07-07 | 1995-10-18 |  | Petroleum | Premium gasoline | Premium gasoline | Retail | Steel | Steel | Coated & cathodic protection (sti-P3) |  | Fiberglass reinforced plastic, Steel, STL @ H2O |  |  | Galvanic Cathodic, STL @ H2O | Catchment Basin, Single walled catchment basin | Flow Rest 90% Full | Flow Rest 90% Full |  |  | Statistical Inventory Reconciliation (SIR) | [8 empty] | UST Currently In Use: 0; UST Temp Close: 1; AST Currently In Use: 0; AST Temp Closed: 0 | 0 | 1 | 0 | 24777-055-017562 | GODFREY'S MARINA, LLC
45933 | Temporary Closed | 2023-03-20 | 1995-09-15 |  | Petroleum | Premium gasoline | Premium gasoline | Retail | Double Wall, Fiberglass coated steel | Fiberglass coated steel |  |  | Double Wall, Flexible, TTLCONTAIN |  | 1901-01-01 |  | Catchment Basin, Single walled catchment basin | Flow Rest 90% Full | Flow Rest 90% Full | Interstitial Monitoring within Secondary Containment |  | Automatic Tank Gauge |  | Automatic flow restrictor (MLLD), Containment Sump | Containment Sump | Interstitial Monitoring within Secondary Containment |  | Continuous alarm system | Continuous alarm system |  | UST Currently In Use: 0; UST Temp Close: 2; AST Currently In Use: 0; AST Temp Closed: 0 | 0 | 2 | 0 | 19942-125-017556 | TAYLORS AUTOMOTIVE LLC
45934 | Currently in Use |  | 1991-10-07 |  | Petroleum | Ethanol free gasoline | Ethanol free gasoline | Retail | Steel | Steel | Coated & cathodic protection (sti-P3) |  | Fiberglass reinforced plastic |  |  |  | Catchment Basin, Single walled catchment basin | Automatic shutoff device At 95% full | Automatic shutoff device At 95% full |  |  | Continuous Automatic Tank Gauge | [8 empty] | UST Currently In Use: 4; UST Temp Close: 0; AST Currently In Use: 0; AST Temp Closed: 0 | 4 | 0 | 7 | 14136-117-010113 | ROBERT L KIRKLAND
45935 | Currently in Use |  | 1995-06-26 |  | Petroleum | Unleaded gasoline | Unleaded gasoline | Retail | Double Wall, Fiberglass coated steel | Fiberglass coated steel |  |  | Double Wall, Fiberglass reinforced plastic |  | 1995-06-26 |  | Catchment Basin, Single walled catchment basin | Audible high level alarm At 90% full, Automatic shutoff device At 95% full | Automatic shutoff device At 95% full | Interstitial Monitoring within Secondary Containment |  | Continuous Automatic Tank Gauge | Single walled submersible pump containment sump | Automatic shutoff device (AELLD), Containment Sump | Containment Sump |  |  | Annual line testing, Continuous alarm system | Continuous alarm system |  | UST Currently In Use: 3; UST Temp Close: 0; AST Currently In Use: 0; AST Temp Closed: 0 | 3 | 0 | 0 | 14001-073-017566 | RaceTrac, Inc.
45936 | Currently in Use |  | 1995-06-26 |  | Petroleum | On road diesel | On road diesel | Retail | Double Wall, Fiberglass coated steel | Fiberglass coated steel |  |  | Double Wall, Fiberglass reinforced plastic |  | 1995-06-26 |  | Catchment Basin, Single walled catchment basin | Audible high level alarm At 90% full, Flow Rest 90% Full | Flow Rest 90% Full | Interstitial Monitoring within Secondary Containment |  | Continuous Automatic Tank Gauge | Single walled submersible pump containment sump | Automatic shutoff device (AELLD), Containment Sump | Containment Sump |  |  | Annual line testing, Continuous alarm system | Continuous alarm system |  | UST Currently In Use: 3; UST Temp Close: 0; AST Currently In Use: 0; AST Temp Closed: 0 | 3 | 0 | 0 | 14001-073-017566 | RaceTrac, Inc.
45937 | Currently in Use |  | 1995-06-26 |  | Petroleum | Premium gasoline | Premium gasoline | Retail | Double Wall, Fiberglass coated steel | Fiberglass coated steel |  |  | Double Wall, Fiberglass reinforced plastic |  | 1995-06-26 |  | Catchment Basin, Single walled catchment basin | Audible high level alarm At 90% full, Flow Rest 90% Full | Flow Rest 90% Full | Interstitial Monitoring within Secondary Containment |  | Continuous Automatic Tank Gauge | Single walled submersible pump containment sump | Automatic shutoff device (AELLD), Containment Sump | Containment Sump |  |  | Annual line testing, Continuous alarm system | Continuous alarm system |  | UST Currently In Use: 3; UST Temp Close: 0; AST Currently In Use: 0; AST Temp Closed: 0 | 3 | 0 | 0 | 14001-073-017566 | RaceTrac, Inc.
45939 | Currently in Use |  | 1992-01-01 |  | Petroleum | On road diesel | On road diesel | Bulk facility, State/Federal Government | Double Wall, Fiberglass reinforced plastic, BUILDING-6 | Fiberglass reinforced plastic |  |  | Double Wall, Steel |  | 1901-01-01 | Field installed cathodic protection | Catchment Basin, Single walled catchment basin | Automatic shutoff device At 95% full | Automatic shutoff device At 95% full | Interstitial Monitoring within Secondary Containment | SENSOR TO ATG | Continuous Automatic Tank Gauge |  | Containment Sump | Containment Sump | [5 empty] | UST Currently In Use: 14; UST Temp Close: 0; AST Currently In Use: 4; AST Temp Closed: 0 | 14 | 0 | 41 | 10267-015-003643 | DEPT OF ARMY
45940 | Currently in Use |  | 1992-01-01 |  | Petroleum | On road diesel | On road diesel | Bulk facility, State/Federal Government | Double Wall, Fiberglass reinforced plastic, BUILDING-6 | Fiberglass reinforced plastic |  |  | Double Wall, Steel |  | 1901-01-01 | Field installed cathodic protection | Catchment Basin, Single walled catchment basin | Automatic shutoff device At 95% full | Automatic shutoff device At 95% full | Interstitial Monitoring within Secondary Containment | SENSOR TO ATG | Continuous Automatic Tank Gauge |  | Containment Sump | Containment Sump | [5 empty] | UST Currently In Use: 14; UST Temp Close: 0; AST Currently In Use: 4; AST Temp Closed: 0 | 14 | 0 | 41 | 10267-015-003643 | DEPT OF ARMY
45941 | Currently in Use |  | 1992-01-01 |  | Petroleum | Unleaded gasoline | Unleaded gasoline | Bulk facility, State/Federal Government | Double Wall, Fiberglass reinforced plastic, BUILDING-6 | Fiberglass reinforced plastic |  |  | Double Wall, Fiberglass reinforced plastic |  | 1901-01-01 |  | Catchment Basin, Single walled catchment basin | Automatic shutoff device At 95% full | Automatic shutoff device At 95% full | Interstitial Monitoring within Secondary Containment | SENSOR TO ATG | Continuous Automatic Tank Gauge |  | Automatic shutoff device (AELLD), Containment Sump | Containment Sump |  |  | Annual line testing | Annual line testing |  | UST Currently In Use: 14; UST Temp Close: 0; AST Currently In Use: 4; AST Temp Closed: 0 | 14 | 0 | 41 | 10267-015-003643 | DEPT OF ARMY
45942 | Currently in Use |  | 1992-01-01 |  | Petroleum | On road diesel | On road diesel | State/federal government | Double Wall, Fiberglass reinforced plastic, BUILDING-6 | Fiberglass reinforced plastic |  |  | Double Wall, Fiberglass reinforced plastic |  | 1901-01-01 |  | Catchment Basin, Single walled catchment basin | Audible high level alarm At 90% full, Automatic shutoff device At 95% full | Automatic shutoff device At 95% full | Interstitial Monitoring within Secondary Containment | SENSOR TO ATG | Continuous Automatic Tank Gauge |  | Automatic shutoff device (AELLD), Containment Sump | Containment Sump |  |  | Annual line testing | Annual line testing |  | UST Currently In Use: 14; UST Temp Close: 0; AST Currently In Use: 4; AST Temp Closed: 0 | 14 | 0 | 41 | 10267-015-003643 | DEPT OF ARMY
45943 | Permanently Closed | 2011-02-01 | 1994-01-01 | 2012-09-07 | Petroleum | Unleaded gasoline | Unleaded gasoline | Bulk facility, State/Federal Government | Double Wall, Fiberglass reinforced plastic, BLDG-78 | Fiberglass reinforced plastic |  |  | Fiberglass reinforced plastic |  | 1901-01-01 |  | Catchment Basin, Single walled catchment basin | Audible high level alarm At 90% full, Automatic shutoff device At 95% full | Automatic shutoff device At 95% full | Interstitial Monitoring within Secondary Containment | SENSOR TO ATG | Continuous Automatic Tank Gauge | [8 empty] | UST Currently In Use: 14; UST Temp Close: 0; AST Currently In Use: 4; AST Temp Closed: 0 | 14 | 0 | 41 | 10267-015-003643 | DEPT OF ARMY
45944 | Permanently Closed | 2011-02-01 | 1994-01-01 | 2012-09-07 | Petroleum | On road diesel | On road diesel | State/federal government | Double Wall, Fiberglass reinforced plastic, BLDG-78 | Fiberglass reinforced plastic |  |  | Fiberglass reinforced plastic |  | 1901-01-01 |  | Catchment Basin, Single walled catchment basin | Audible high level alarm At 90% full, Automatic shutoff device At 95% full | Automatic shutoff device At 95% full | Interstitial Monitoring within Secondary Containment | SENSOR TO ATG | Continuous Automatic Tank Gauge | [8 empty] | UST Currently In Use: 14; UST Temp Close: 0; AST Currently In Use: 4; AST Temp Closed: 0 | 14 | 0 | 41 | 10267-015-003643 | DEPT OF ARMY
45945 | Permanently Closed | 2008-05-16 | 1995-01-01 | 2008-05-16 | Petroleum | On road diesel | On road diesel | Bulk facility, State/Federal Government | Double Wall, Fiberglass reinforced plastic, BLDG-504 | Fiberglass reinforced plastic |  |  | Fiberglass reinforced plastic |  | 1901-01-01 |  | Catchment Basin, Single walled catchment basin | Audible high level alarm At 90% full | Audible high level alarm At 90% full | Interstitial Monitoring within Secondary Containment | SENSOR TO ATG | Continuous Automatic Tank Gauge | [8 empty] | UST Currently In Use: 14; UST Temp Close: 0; AST Currently In Use: 4; AST Temp Closed: 0 | 14 | 0 | 41 | 10267-015-003643 | DEPT OF ARMY
45946 | Currently in Use |  | 1995-10-01 |  | Petroleum | Unleaded gasoline | Unleaded gasoline | Retail | Steel | Steel | Coated & cathodic protection (sti-P3) |  | Fiberglass reinforced plastic |  |  |  | Catchment Basin, Single walled catchment basin | Flow Rest 90% Full | Flow Rest 90% Full |  |  | Continuous Automatic Tank Gauge |  | Automatic flow restrictor (MLLD), Containment Sump | Containment Sump |  |  | Annual line testing | Annual line testing |  | UST Currently In Use: 2; UST Temp Close: 0; AST Currently In Use: 0; AST Temp Closed: 0 | 2 | 0 | 0 | 25218-097-008370 | SAI GURU INVESTMENTS LLC
45947 | Currently in Use |  | 1995-10-01 |  | Petroleum | Premium gasoline | Premium gasoline | Retail | Steel | Steel | Coated & cathodic protection (sti-P3) |  | Fiberglass reinforced plastic |  |  |  | Catchment Basin, Single walled catchment basin | Flow Rest 90% Full | Flow Rest 90% Full |  |  | Continuous Automatic Tank Gauge |  | Automatic flow restrictor (MLLD), Containment Sump | Containment Sump |  |  | Annual line testing | Annual line testing |  | UST Currently In Use: 2; UST Temp Close: 0; AST Currently In Use: 0; AST Temp Closed: 0 | 2 | 0 | 0 | 25218-097-008370 | SAI GURU INVESTMENTS LLC
45948 | Temporary Closed | 2017-01-01 | 1985-07-05 |  | Petroleum | On road diesel | On road diesel | Retail | Steel | Steel | Field installed cathodic protection |  | Steel |  |  | Field installed cathodic protection | Catchment Basin, Single walled catchment basin | Automatic shutoff device At 95% full | Automatic shutoff device At 95% full |  |  | Statistical Inventory Reconciliation (SIR) |  | Automatic flow restrictor (MLLD) | Automatic flow restrictor (MLLD) |  |  | Statistical inventory reconciliation (SIR) | Statistical inventory reconciliation (SIR) |  | UST Currently In Use: 0; UST Temp Close: 3; AST Currently In Use: 0; AST Temp Closed: 0 | 0 | 3 | 0 | 25281-107-015111 | DANIEL LACKEY
45949 | Temporary Closed | 2014-06-06 | 1995-08-22 |  | Petroleum | Unleaded gasoline | Unleaded gasoline | Retail | Fiberglass reinforced plastic, Single Wall | Single Wall |  |  | Double Wall, Fiberglass reinforced plastic, DBLWALL |  | 1901-01-01 | None | Catchment Basin, Single walled catchment basin | Flow Rest 90% Full | Flow Rest 90% Full |  |  | Automatic Tank Gauge, Statistical Inventory Reconciliation (SIR) | Single walled submersible pump containment sump | Automatic flow restrictor (MLLD) | Automatic flow restrictor (MLLD) |  |  | Statistical inventory reconciliation (SIR) | Statistical inventory reconciliation (SIR) |  | UST Currently In Use: 0; UST Temp Close: 3; AST Currently In Use: 0; AST Temp Closed: 0 | 0 | 3 | 5 | 15336-059-006582 | WEBB OIL COMPANY, INC.
45950 | Temporary Closed | 2014-06-06 | 1995-08-22 |  | Petroleum | Premium gasoline | Premium gasoline | Retail | Fiberglass reinforced plastic, Single Wall | Single Wall |  |  | Double Wall, Fiberglass reinforced plastic, DBLWALL |  | 1901-01-01 | None | Catchment Basin, Single walled catchment basin | Flow Rest 90% Full | Flow Rest 90% Full |  |  | Statistical Inventory Reconciliation (SIR) | Single walled submersible pump containment sump | Automatic flow restrictor (MLLD) | Automatic flow restrictor (MLLD) |  |  | Statistical inventory reconciliation (SIR) | Statistical inventory reconciliation (SIR) |  | UST Currently In Use: 0; UST Temp Close: 3; AST Currently In Use: 0; AST Temp Closed: 0 | 0 | 3 | 5 | 15336-059-006582 | WEBB OIL COMPANY, INC.
45951 | Temporary Closed | 2014-06-06 | 1995-08-22 |  | Petroleum | On road diesel | On road diesel | Retail | Fiberglass reinforced plastic, Single Wall | Single Wall |  |  | Double Wall, Fiberglass reinforced plastic, DBLWALL |  | 1901-01-01 | None | Catchment Basin, Single walled catchment basin | Flow Rest 90% Full | Flow Rest 90% Full |  |  | Statistical Inventory Reconciliation (SIR) | Single walled submersible pump containment sump | Automatic flow restrictor (MLLD) | Automatic flow restrictor (MLLD) |  |  | Statistical inventory reconciliation (SIR) | Statistical inventory reconciliation (SIR) |  | UST Currently In Use: 0; UST Temp Close: 3; AST Currently In Use: 0; AST Temp Closed: 0 | 0 | 3 | 5 | 15336-059-006582 | WEBB OIL COMPANY, INC.
45952 | Currently in Use |  | 1995-10-20 |  | Petroleum | Unleaded gasoline | Unleaded gasoline | Retail | Single Wall, Steel | Steel | Coated & cathodic protection (sti-P3) |  | Double Wall, Flexible |  |  |  | Catchment Basin, Single walled catchment basin | Flow Rest 90% Full | Flow Rest 90% Full |  |  | Statistical Inventory Reconciliation (SIR) | Single walled submersible pump containment sump | Automatic flow restrictor (MLLD), Containment Sump | Containment Sump |  |  | Statistical inventory reconciliation (SIR) | Statistical inventory reconciliation (SIR) |  | UST Currently In Use: 2; UST Temp Close: 0; AST Currently In Use: 0; AST Temp Closed: 0 | 2 | 0 | 0 | 19966-133-017569 | J D CLARK
45953 | Currently in Use |  | 1995-10-20 |  | Petroleum | Unleaded gasoline | Unleaded gasoline | Retail | Single Wall, Steel | Steel | Coated & cathodic protection (sti-P3) |  | Double Wall, Flexible |  |  |  | Catchment Basin, Single walled catchment basin | Flow Rest 90% Full | Flow Rest 90% Full |  |  | Statistical Inventory Reconciliation (SIR) | Single walled submersible pump containment sump | Automatic flow restrictor (MLLD), Containment Sump | Containment Sump |  |  | Statistical inventory reconciliation (SIR) | Statistical inventory reconciliation (SIR) |  | UST Currently In Use: 2; UST Temp Close: 0; AST Currently In Use: 0; AST Temp Closed: 0 | 2 | 0 | 0 | 19966-133-017569 | J D CLARK
45955 | Currently in Use |  | 1995-09-02 |  | Petroleum | On road diesel | On road diesel | Emergency Power Generator, Industrial | Double Wall, Fiberglass reinforced plastic | Fiberglass reinforced plastic |  |  | Double Wall, Fiberglass reinforced plastic |  |  |  | Catchment Basin, Single walled catchment basin | Audible high level alarm At 90% full, Automatic shutoff device At 95% full | Automatic shutoff device At 95% full | Interstitial Monitoring within Secondary Containment | SENSOR TO ATG | Automatic Tank Gauge | Single walled submersible pump containment sump | Containment Sump | Containment Sump | Interstitial Monitoring within Secondary Containment | SENSOR TO ATG | Continuous alarm system | Continuous alarm system |  | UST Currently In Use: 1; UST Temp Close: 0; AST Currently In Use: 0; AST Temp Closed: 0 | 1 | 0 | 1 | 14462-033-012206 | BELLSOUTH TELECOMM. DBA AT&T ALA.
45956 | Currently in Use |  | 1994-10-18 |  | Petroleum | Unleaded gasoline | Unleaded gasoline | Retail | Steel | Steel | Coated & cathodic protection (sti-P3) |  | Flexible |  | 1901-01-01 |  | Catchment Basin, Single walled catchment basin | Flow Rest 90% Full | Flow Rest 90% Full |  |  | Continuous Automatic Tank Gauge |  | Automatic shutoff device (AELLD), Containment Sump | Containment Sump | [5 empty] | UST Currently In Use: 3; UST Temp Close: 0; AST Currently In Use: 0; AST Temp Closed: 0 | 3 | 0 | 0 | 11101-097-017570 | CLARK OIL COMPANY, INC.
45957 | Currently in Use |  | 1994-10-18 |  | Petroleum | Premium gasoline | Premium gasoline | Retail | Steel | Steel | Coated & cathodic protection (sti-P3) |  | Flexible |  | 1901-01-01 |  | Catchment Basin, Single walled catchment basin | Flow Rest 90% Full | Flow Rest 90% Full |  |  | Continuous Automatic Tank Gauge |  | Automatic shutoff device (AELLD), Containment Sump | Containment Sump | [5 empty] | UST Currently In Use: 3; UST Temp Close: 0; AST Currently In Use: 0; AST Temp Closed: 0 | 3 | 0 | 0 | 11101-097-017570 | CLARK OIL COMPANY, INC.
45958 | Currently in Use |  | 1994-10-18 |  | Petroleum | On road diesel | On road diesel | Retail | Steel | Steel | Coated & cathodic protection (sti-P3) |  | Flexible |  | 1901-01-01 |  | Catchment Basin, Single walled catchment basin | Flow Rest 90% Full | Flow Rest 90% Full |  |  | Continuous Automatic Tank Gauge |  | Automatic shutoff device (AELLD), Containment Sump | Containment Sump | [5 empty] | UST Currently In Use: 3; UST Temp Close: 0; AST Currently In Use: 0; AST Temp Closed: 0 | 3 | 0 | 0 | 11101-097-017570 | CLARK OIL COMPANY, INC.
45959 | Currently in Use |  | 1995-11-01 |  | Petroleum | Unleaded gasoline | Unleaded gasoline | Retail | Single Wall, Steel | Steel | Coated & cathodic protection (sti-P3) |  | Double Wall, CLAD STEEL |  |  | Isolated or Above Ground | Catchment Basin, Single walled catchment basin | Automatic shutoff device At 95% full | Automatic shutoff device At 95% full |  |  | Continuous Automatic Tank Gauge |  | Automatic shutoff device (AELLD), Containment Sump | Containment Sump |  |  | Automatic electronic line leak detector (AELLD) | Automatic electronic line leak detector (AELLD) |  | UST Currently In Use: 2; UST Temp Close: 0; AST Currently In Use: 0; AST Temp Closed: 0 | 2 | 0 | 0 | 15420-115-017571 | MAPCO EXPRESS, LLC
45960 | Currently in Use |  | 1995-11-01 |  | Petroleum | Premium gasoline | Premium gasoline | Retail | Single Wall, Steel | Steel | Coated & cathodic protection (sti-P3) |  | Double Wall, CLAD STEEL |  |  | Isolated or Above Ground | Catchment Basin, Single walled catchment basin | Automatic shutoff device At 95% full | Automatic shutoff device At 95% full |  |  | Continuous Automatic Tank Gauge |  | Automatic shutoff device (AELLD), Containment Sump | Containment Sump |  |  | Automatic electronic line leak detector (AELLD) | Automatic electronic line leak detector (AELLD) |  | UST Currently In Use: 2; UST Temp Close: 0; AST Currently In Use: 0; AST Temp Closed: 0 | 2 | 0 | 0 | 15420-115-017571 | MAPCO EXPRESS, LLC
45961 | Currently in Use |  | 1995-09-01 |  | Petroleum | Unleaded gasoline | Unleaded gasoline | Retail | Fiberglass reinforced plastic | Fiberglass reinforced plastic |  |  | Fiberglass reinforced plastic |  | 1901-01-01 |  | Catchment Basin, Single walled catchment basin | Flow Rest 90% Full | Flow Rest 90% Full |  |  | Automatic Tank Gauge | [8 empty] | UST Currently In Use: 4; UST Temp Close: 0; AST Currently In Use: 0; AST Temp Closed: 0 | 4 | 0 | 0 | 25882-083-017572 | WALEED KASSIM ALGAADI
45962 | Currently in Use |  | 1995-09-01 |  | Petroleum | Mid-grade gasoline | Mid-grade gasoline | Retail | Fiberglass reinforced plastic | Fiberglass reinforced plastic |  |  | Fiberglass reinforced plastic |  | 1901-01-01 |  | Catchment Basin, Single walled catchment basin | Flow Rest 90% Full | Flow Rest 90% Full |  |  | Automatic Tank Gauge | [8 empty] | UST Currently In Use: 4; UST Temp Close: 0; AST Currently In Use: 0; AST Temp Closed: 0 | 4 | 0 | 0 | 25882-083-017572 | WALEED KASSIM ALGAADI
45964 | Currently in Use |  | 1995-09-01 |  | Petroleum | Unleaded gasoline | Unleaded gasoline | Retail | Fiberglass reinforced plastic | Fiberglass reinforced plastic |  |  | Fiberglass reinforced plastic |  | 1901-01-01 |  | Catchment Basin, Single walled catchment basin | Flow Rest 90% Full | Flow Rest 90% Full |  |  | Automatic Tank Gauge | [8 empty] | UST Currently In Use: 4; UST Temp Close: 0; AST Currently In Use: 0; AST Temp Closed: 0 | 4 | 0 | 0 | 25882-083-017572 | WALEED KASSIM ALGAADI
45965 | Currently in Use |  | 1995-09-01 |  | Petroleum | On road diesel | On road diesel | Retail | Fiberglass reinforced plastic | Fiberglass reinforced plastic |  |  | Fiberglass reinforced plastic |  | 1901-01-01 |  | Catchment Basin, Single walled catchment basin | Flow Rest 90% Full | Flow Rest 90% Full |  |  | Automatic Tank Gauge | [8 empty] | UST Currently In Use: 4; UST Temp Close: 0; AST Currently In Use: 0; AST Temp Closed: 0 | 4 | 0 | 0 | 25882-083-017572 | WALEED KASSIM ALGAADI
45966 | Temporary Closed | 2020-03-25 | 1995-11-02 |  | Petroleum | Other, 100% | Other | Retail | Steel | Steel | Coated & cathodic protection (sti-P3) |  | Double Wall, Fiberglass reinforced plastic |  | 1901-01-01 |  | Catchment Basin, Single walled catchment basin | Flow Rest 90% Full | Flow Rest 90% Full |  |  | Continuous Automatic Tank Gauge |  | Automatic flow restrictor (MLLD), Containment Sump | Containment Sump | Interstitial Monitoring within Secondary Containment | SENSOR TO ATG | Continuous alarm system | Continuous alarm system |  | UST Currently In Use: 0; UST Temp Close: 2; AST Currently In Use: 1; AST Temp Closed: 0 | 0 | 2 | 3 | 19970-015-007199 | JAMES D. HIBBITS
45967 | Temporary Closed | 2020-03-25 | 1995-11-06 |  | Petroleum | Unleaded gasoline | Unleaded gasoline | Retail | Steel | Steel | Coated & cathodic protection (sti-P3) |  | Double Wall, Fiberglass reinforced plastic |  | 1901-01-01 |  | Catchment Basin, Single walled catchment basin | Flow Rest 90% Full | Flow Rest 90% Full |  |  | Continuous Automatic Tank Gauge |  | Automatic flow restrictor (MLLD), Containment Sump | Containment Sump | Interstitial Monitoring within Secondary Containment | SENSOR TO ATG | Continuous alarm system | Continuous alarm system |  | UST Currently In Use: 0; UST Temp Close: 2; AST Currently In Use: 1; AST Temp Closed: 0 | 0 | 2 | 3 | 19970-015-007199 | JAMES D. HIBBITS
45968 | Currently in Use |  | 1995-11-10 |  | Petroleum | On road diesel | On road diesel | Retail | Double Wall, Fiberglass coated steel | Fiberglass coated steel |  |  | Double Wall, Fiberglass reinforced plastic |  | 1901-01-01 |  | Catchment Basin, Single walled catchment basin | Flow Rest 90% Full | Flow Rest 90% Full |  |  | Continuous Automatic Tank Gauge |  | Automatic shutoff device (AELLD), Containment Sump | Containment Sump |  |  | Continuous alarm system | Continuous alarm system |  | UST Currently In Use: 3; UST Temp Close: 0; AST Currently In Use: 0; AST Temp Closed: 0 | 3 | 0 | 0 | 25265-089-015771 | LGWS/CROSS AMERICA PARTNERS
45969 | Permanently Closed | 2001-08-14 | 1995-07-01 | 2001-08-14 | Petroleum | Unleaded gasoline | Unleaded gasoline | Industrial, Local Government | Steel | Steel | Coated & cathodic protection (sti-P3) |  | Fiberglass reinforced plastic |  | 1901-01-01 | None | Catchment Basin, Single walled catchment basin | Automatic shutoff device At 95% full | Automatic shutoff device At 95% full |  |  | Automatic Tank Gauge | [5 empty] | Annual line testing | Annual line testing |  | UST Currently In Use: 0; UST Temp Close: 0; AST Currently In Use: 0; AST Temp Closed: 0 | 0 | 0 | 4 | 13129-083-001318 | LIMESTONE COUNTY COMMISION
45970 | Permanently Closed | 1996-06-21 | 1988-01-01 | 1996-08-15 | Petroleum | Unleaded gasoline | Unleaded gasoline | Industrial | Steel | Steel |  | Painted or None | Steel |  | 1901-01-01 | None | [11 empty] | Annual line testing | Annual line testing |  | UST Currently In Use: 0; UST Temp Close: 0; AST Currently In Use: 0; AST Temp Closed: 0 | 0 | 0 | 1 | 20015-093-017563 | FOWLER'S HAMILTON PETROLEUM LLC
45971 | Currently in Use |  | 1991-08-21 |  | Petroleum | Unleaded gasoline | Unleaded gasoline | Retail | Single Wall, Steel | Steel | Coated & cathodic protection (sti-P3) |  | Fiberglass reinforced plastic, Single Wall |  |  |  | Catchment Basin, Single walled catchment basin | Flow Rest 90% Full | Flow Rest 90% Full |  |  | Continuous Automatic Tank Gauge | Direct Bury submersible pump | Automatic flow restrictor (MLLD) | Automatic flow restrictor (MLLD) |  |  | Annual line testing | Annual line testing |  | UST Currently In Use: 3; UST Temp Close: 0; AST Currently In Use: 0; AST Temp Closed: 0 | 3 | 0 | 5 | 23624-081-006296 | AM-PM FOOD MART
45972 | Currently in Use |  | 1991-08-21 |  | Petroleum | Premium gasoline | Premium gasoline | Retail | Single Wall, Steel | Steel | Coated & cathodic protection (sti-P3) |  | Fiberglass reinforced plastic, Single Wall |  |  |  | Catchment Basin, Single walled catchment basin | Flow Rest 90% Full | Flow Rest 90% Full |  |  | Continuous Automatic Tank Gauge | Direct Bury submersible pump | Automatic flow restrictor (MLLD) | Automatic flow restrictor (MLLD) |  |  | Annual line testing | Annual line testing |  | UST Currently In Use: 3; UST Temp Close: 0; AST Currently In Use: 0; AST Temp Closed: 0 | 3 | 0 | 5 | 23624-081-006296 | AM-PM FOOD MART
45973 | Currently in Use |  | 1991-08-21 |  | Petroleum | Unleaded gasoline | Unleaded gasoline | Retail | Single Wall, Steel | Steel | Coated & cathodic protection (sti-P3) |  | Fiberglass reinforced plastic, Single Wall |  |  |  | Catchment Basin, Single walled catchment basin | Flow Rest 90% Full | Flow Rest 90% Full |  |  | Continuous Automatic Tank Gauge | Direct Bury submersible pump | Automatic flow restrictor (MLLD) | Automatic flow restrictor (MLLD) |  |  | Annual line testing | Annual line testing |  | UST Currently In Use: 3; UST Temp Close: 0; AST Currently In Use: 0; AST Temp Closed: 0 | 3 | 0 | 5 | 23624-081-006296 | AM-PM FOOD MART
45974 | Temporary Closed | 2009-01-13 | 1995-07-01 |  | Petroleum | Unleaded gasoline | Unleaded gasoline | Retail | Steel | Steel | Coated & cathodic protection (sti-P3) |  | Fiberglass reinforced plastic |  |  |  | Catchment Basin, Single walled catchment basin | Automatic shutoff device At 95% full | Automatic shutoff device At 95% full |  |  | Continuous Automatic Tank Gauge | [8 empty] | UST Currently In Use: 0; UST Temp Close: 2; AST Currently In Use: 0; AST Temp Closed: 0 | 0 | 2 | 3 | 24374-005-012914 | PARESH PATEL
45984 | Temporary Closed | 2009-01-13 | 1995-07-01 |  | Petroleum | Mid-grade gasoline | Mid-grade gasoline | Retail | Steel | Steel | Coated & cathodic protection (sti-P3) |  | Fiberglass reinforced plastic |  |  |  | Catchment Basin, Single walled catchment basin | Automatic shutoff device At 95% full | Automatic shutoff device At 95% full |  |  | Continuous Automatic Tank Gauge | [8 empty] | UST Currently In Use: 0; UST Temp Close: 2; AST Currently In Use: 0; AST Temp Closed: 0 | 0 | 2 | 3 | 24374-005-012914 | PARESH PATEL
45985 | Currently in Use |  | 1994-08-01 |  | Petroleum | Unleaded gasoline | Unleaded gasoline | Industrial, Local Government | Steel | Steel | Coated & cathodic protection (sti-P3) |  | Fiberglass reinforced plastic |  |  | Other, FLXS ISOLA | Catchment Basin, Single walled catchment basin | Flow Rest 90% Full | Flow Rest 90% Full |  |  | Automatic Tank Gauge | [8 empty] | UST Currently In Use: 1; UST Temp Close: 0; AST Currently In Use: 0; AST Temp Closed: 0 | 1 | 0 | 2 | 14393-117-012294 | SHELBY COUNTY BOARD OF EDUCATION
45986 | Currently in Use |  | 1995-10-23 |  | Petroleum | Unleaded gasoline | Unleaded gasoline | Retail | Single Wall, Steel | Steel | Coated & cathodic protection (sti-P3) |  | Fiberglass reinforced plastic |  |  |  | Catchment Basin, Single walled catchment basin | Automatic shutoff device At 95% full | Automatic shutoff device At 95% full |  |  | Continuous Automatic Tank Gauge | [8 empty] | UST Currently In Use: 4; UST Temp Close: 0; AST Currently In Use: 0; AST Temp Closed: 0 | 4 | 0 | 3 | 12534-055-005130 | IRA PHILLIPS INC
45987 | Currently in Use |  | 1995-10-23 |  | Petroleum | Other, REC 90 | Other | Retail | Single Wall, Steel | Steel | Coated & cathodic protection (sti-P3) |  | Fiberglass reinforced plastic |  |  |  | Catchment Basin, Single walled catchment basin | Automatic shutoff device At 95% full | Automatic shutoff device At 95% full |  |  | Continuous Automatic Tank Gauge | [8 empty] | UST Currently In Use: 4; UST Temp Close: 0; AST Currently In Use: 0; AST Temp Closed: 0 | 4 | 0 | 3 | 12534-055-005130 | IRA PHILLIPS INC
45988 | Permanently Closed | 2008-09-30 | 1995-10-28 | 2009-02-06 | Petroleum | Unleaded gasoline | Unleaded gasoline | Retail | Steel | Steel | Coated & cathodic protection (sti-P3) |  | Fiberglass reinforced plastic |  |  |  | Catchment Basin, Single walled catchment basin | Automatic shutoff device At 95% full | Automatic shutoff device At 95% full |  |  | Statistical Inventory Reconciliation (SIR) | [5 empty] | Statistical inventory reconciliation (SIR) | Statistical inventory reconciliation (SIR) |  | UST Currently In Use: 0; UST Temp Close: 0; AST Currently In Use: 0; AST Temp Closed: 0 | 0 | 0 | 5 | 17961-053-003607 | POARCH CREEK INDIANS
45989 | Permanently Closed | 2008-09-30 | 1995-10-28 | 2009-02-06 | Petroleum | Mid-grade gasoline | Mid-grade gasoline | Retail | Steel | Steel | Coated & cathodic protection (sti-P3) |  | Fiberglass reinforced plastic |  |  |  | Catchment Basin, Single walled catchment basin | Automatic shutoff device At 95% full | Automatic shutoff device At 95% full |  |  | Statistical Inventory Reconciliation (SIR) | [5 empty] | Statistical inventory reconciliation (SIR) | Statistical inventory reconciliation (SIR) |  | UST Currently In Use: 0; UST Temp Close: 0; AST Currently In Use: 0; AST Temp Closed: 0 | 0 | 0 | 5 | 17961-053-003607 | POARCH CREEK INDIANS
45990 | Permanently Closed | 2008-09-30 | 1995-10-28 | 2009-02-06 | Petroleum | Premium gasoline | Premium gasoline | Retail | Steel | Steel | Coated & cathodic protection (sti-P3) |  | Fiberglass reinforced plastic |  |  |  | Catchment Basin, Single walled catchment basin | Automatic shutoff device At 95% full | Automatic shutoff device At 95% full |  |  | Statistical Inventory Reconciliation (SIR) | [5 empty] | Statistical inventory reconciliation (SIR) | Statistical inventory reconciliation (SIR) |  | UST Currently In Use: 0; UST Temp Close: 0; AST Currently In Use: 0; AST Temp Closed: 0 | 0 | 0 | 5 | 17961-053-003607 | POARCH CREEK INDIANS
45991 | Permanently Closed | 2008-09-30 | 1995-10-28 | 2009-02-06 | Petroleum | On road diesel | On road diesel | Retail | Steel | Steel | Coated & cathodic protection (sti-P3) |  | Fiberglass reinforced plastic |  |  |  | Catchment Basin, Single walled catchment basin | Automatic shutoff device At 95% full | Automatic shutoff device At 95% full |  |  | Statistical Inventory Reconciliation (SIR) | [5 empty] | Statistical inventory reconciliation (SIR) | Statistical inventory reconciliation (SIR) |  | UST Currently In Use: 0; UST Temp Close: 0; AST Currently In Use: 0; AST Temp Closed: 0 | 0 | 0 | 5 | 17961-053-003607 | POARCH CREEK INDIANS
45992 | Permanently Closed | 2008-09-30 | 1995-10-28 | 2009-02-06 | Petroleum | On road diesel | On road diesel | Retail | Steel | Steel | Coated & cathodic protection (sti-P3) |  | Fiberglass reinforced plastic |  |  |  | Catchment Basin, Single walled catchment basin | Automatic shutoff device At 95% full | Automatic shutoff device At 95% full |  |  | Statistical Inventory Reconciliation (SIR) | [5 empty] | Statistical inventory reconciliation (SIR) | Statistical inventory reconciliation (SIR) |  | UST Currently In Use: 0; UST Temp Close: 0; AST Currently In Use: 0; AST Temp Closed: 0 | 0 | 0 | 5 | 17961-053-003607 | POARCH CREEK INDIANS
45993 | Currently in Use |  | 1996-09-13 |  | Petroleum | On road diesel | On road diesel | Retail | Single Wall, Steel | Steel | Coated & cathodic protection (sti-P3) |  | Double Wall, Fiberglass reinforced plastic | SA&TCI | 2016-08-19 |  | Catchment Basin, Single walled catchment basin | Automatic shutoff device At 95% full | Automatic shutoff device At 95% full |  |  | Automatic Tank Gauge |  | Automatic flow restrictor (MLLD), Containment Sump | Containment Sump | Interstitial Monitoring within Secondary Containment | MANUAL/VISUAL CHECK |  |  |  | UST Currently In Use: 3; UST Temp Close: 0; AST Currently In Use: 0; AST Temp Closed: 0 | 3 | 0 | 0 | 24816-053-017574 | DISHA LLC 3
45994 | Currently in Use |  | 1996-09-13 |  | Petroleum | Unleaded gasoline | Unleaded gasoline | Retail | Single Wall, Steel | Steel | Coated & cathodic protection (sti-P3) |  | Double Wall, Fiberglass reinforced plastic |  | 2016-08-19 |  | Catchment Basin, Single walled catchment basin | Automatic shutoff device At 95% full | Automatic shutoff device At 95% full |  |  | Automatic Tank Gauge |  | Automatic flow restrictor (MLLD), Containment Sump | Containment Sump | Interstitial Monitoring within Secondary Containment | MANUAL/VISUAL CHECK |  |  |  | UST Currently In Use: 3; UST Temp Close: 0; AST Currently In Use: 0; AST Temp Closed: 0 | 3 | 0 | 0 | 24816-053-017574 | DISHA LLC 3
45995 | Currently in Use |  | 1995-09-13 |  | Petroleum | Premium gasoline | Premium gasoline | Retail | Single Wall, Steel | Steel | Coated & cathodic protection (sti-P3) |  | Double Wall, Fiberglass reinforced plastic |  | 2016-08-19 |  | Catchment Basin, Single walled catchment basin | Automatic shutoff device At 95% full | Automatic shutoff device At 95% full |  |  | Automatic Tank Gauge |  | Automatic flow restrictor (MLLD), Containment Sump | Containment Sump | Interstitial Monitoring within Secondary Containment | MANUAL/VISUAL CHECK |  |  |  | UST Currently In Use: 3; UST Temp Close: 0; AST Currently In Use: 0; AST Temp Closed: 0 | 3 | 0 | 0 | 24816-053-017574 | DISHA LLC 3
45996 | Currently in Use |  | 1995-10-13 |  | Petroleum | Unleaded gasoline | Unleaded gasoline | Retail | Steel | Steel | Coated & cathodic protection (sti-P3) |  | Flexible | APT | 1901-01-01 |  | Catchment Basin, Single walled catchment basin | Automatic shutoff device At 95% full | Automatic shutoff device At 95% full |  |  | Continuous Automatic Tank Gauge | Single walled submersible pump containment sump | Automatic flow restrictor (MLLD), Containment Sump | Containment Sump | Interstitial Monitoring within Secondary Containment | SENSOR TO ATG | Annual line testing, Continuous alarm system | Continuous alarm system |  | UST Currently In Use: 6; UST Temp Close: 0; AST Currently In Use: 0; AST Temp Closed: 0 | 6 | 0 | 0 | 18155-049-017575 | KILPATRICK QUICK MART, INC.
45997 | Currently in Use |  | 1995-10-13 |  | Petroleum | Unleaded gasoline | Unleaded gasoline | Retail | Steel | Steel | Coated & cathodic protection (sti-P3) |  | Flexible | APT | 1901-01-01 |  | Catchment Basin, Single walled catchment basin | Automatic shutoff device At 95% full | Automatic shutoff device At 95% full |  |  | Continuous Automatic Tank Gauge |  | Containment Sump, MANIFOLDED | Containment Sump | [5 empty] | UST Currently In Use: 6; UST Temp Close: 0; AST Currently In Use: 0; AST Temp Closed: 0 | 6 | 0 | 0 | 18155-049-017575 | KILPATRICK QUICK MART, INC.
45998 | Currently in Use |  | 1995-10-13 |  | Petroleum | Premium gasoline | Premium gasoline | Retail | Steel | Steel | Coated & cathodic protection (sti-P3) |  | Flexible | APT | 1901-01-01 |  | Catchment Basin, Single walled catchment basin | Automatic shutoff device At 95% full | Automatic shutoff device At 95% full |  |  | Continuous Automatic Tank Gauge | Single walled submersible pump containment sump | Automatic flow restrictor (MLLD), Containment Sump | Containment Sump | Interstitial Monitoring within Secondary Containment | SENSOR TO ATG | Annual line testing, Continuous alarm system | Continuous alarm system |  | UST Currently In Use: 6; UST Temp Close: 0; AST Currently In Use: 0; AST Temp Closed: 0 | 6 | 0 | 0 | 18155-049-017575 | KILPATRICK QUICK MART, INC.
45999 | Currently in Use |  | 1995-10-13 |  | Petroleum | On road diesel | On road diesel | Retail | Steel | Steel | Coated & cathodic protection (sti-P3) |  | Flexible | APT | 1901-01-01 |  | Catchment Basin, Single walled catchment basin | Automatic shutoff device At 95% full | Automatic shutoff device At 95% full |  |  | Continuous Automatic Tank Gauge | [8 empty] | UST Currently In Use: 6; UST Temp Close: 0; AST Currently In Use: 0; AST Temp Closed: 0 | 6 | 0 | 0 | 18155-049-017575 | KILPATRICK QUICK MART, INC.
46000 | Currently in Use |  | 1995-10-13 |  | Petroleum | Other, 100% | Other | Retail | Single Wall, Steel | Steel | Coated & cathodic protection (sti-P3) |  | Double Wall, Fiberglass reinforced plastic |  | 2011-12-01 |  | Catchment Basin, Single walled catchment basin | Automatic shutoff device At 95% full | Automatic shutoff device At 95% full |  |  | Continuous Automatic Tank Gauge |  | Automatic shutoff device (AELLD), Containment Sump | Containment Sump | Interstitial Monitoring within Secondary Containment | SENSOR TO ATG | Continuous alarm system | Continuous alarm system |  | UST Currently In Use: 3; UST Temp Close: 0; AST Currently In Use: 0; AST Temp Closed: 0 | 3 | 0 | 6 | 23429-015-002742 | MUSA PROPERTIES, LLC
46001 | Currently in Use |  | 1995-10-18 |  | Petroleum | Unleaded gasoline | Unleaded gasoline | Retail | Single Wall, Steel | Steel | Coated & cathodic protection (sti-P3) |  | Double Wall, Flexible |  |  |  | Catchment Basin, Single walled catchment basin | Flow Rest 90% Full | Flow Rest 90% Full |  |  | Automatic Tank Gauge | Single walled submersible pump containment sump | Automatic shutoff device (AELLD), Containment Sump | Containment Sump | [5 empty] | UST Currently In Use: 3; UST Temp Close: 0; AST Currently In Use: 0; AST Temp Closed: 0 | 3 | 0 | 2 | 19979-033-003761 | RAYO MART INC
46002 | Currently in Use |  | 1995-10-18 |  | Petroleum | Premium gasoline | Premium gasoline | Retail | Single Wall, Steel | Steel | Coated & cathodic protection (sti-P3) |  | Double Wall, Flexible |  |  |  | Catchment Basin, Single walled catchment basin | Flow Rest 90% Full | Flow Rest 90% Full |  |  | Automatic Tank Gauge | Single walled submersible pump containment sump | Automatic shutoff device (AELLD), Containment Sump | Containment Sump | [5 empty] | UST Currently In Use: 3; UST Temp Close: 0; AST Currently In Use: 0; AST Temp Closed: 0 | 3 | 0 | 2 | 19979-033-003761 | RAYO MART INC
46004 | Temporary Closed | 2017-02-17 | 1995-03-01 |  | Petroleum | On road diesel | On road diesel | Retail | Single Wall, Steel | Steel | Coated & cathodic protection (sti-P3), Field installed cathodic protection |  | Double Wall, Fiberglass reinforced plastic |  |  |  | Catchment Basin, Single walled catchment basin | Flow Rest 90% Full | Flow Rest 90% Full |  |  | Continuous Automatic Tank Gauge |  | Automatic flow restrictor (MLLD), Containment Sump | Containment Sump | Interstitial Monitoring within Secondary Containment |  | Annual line testing | Annual line testing |  | UST Currently In Use: 0; UST Temp Close: 5; AST Currently In Use: 0; AST Temp Closed: 0 | 0 | 5 | 5 | 24716-083-013442 | I-65 TRUCK STOP INC
46005 | Temporary Closed | 2017-02-17 | 1995-03-01 |  | Petroleum | On road diesel | On road diesel | Retail | Single Wall, Steel | Steel | Coated & cathodic protection (sti-P3), Field installed cathodic protection |  | Double Wall, Fiberglass reinforced plastic |  |  |  | Catchment Basin, Single walled catchment basin | Flow Rest 90% Full | Flow Rest 90% Full |  |  | Continuous Automatic Tank Gauge |  | Automatic flow restrictor (MLLD), Containment Sump | Containment Sump | Interstitial Monitoring within Secondary Containment |  | Annual line testing | Annual line testing |  | UST Currently In Use: 0; UST Temp Close: 5; AST Currently In Use: 0; AST Temp Closed: 0 | 0 | 5 | 5 | 24716-083-013442 | I-65 TRUCK STOP INC
46006 | Temporary Closed | 2017-02-17 | 1995-03-01 |  | Petroleum | Unleaded gasoline | Unleaded gasoline | Retail | Single Wall, Steel | Steel | Coated & cathodic protection (sti-P3), Field installed cathodic protection |  | Double Wall, Fiberglass reinforced plastic |  |  |  | Catchment Basin, Single walled catchment basin | Flow Rest 90% Full | Flow Rest 90% Full |  |  | Continuous Automatic Tank Gauge |  | Automatic flow restrictor (MLLD), Containment Sump | Containment Sump | Interstitial Monitoring within Secondary Containment |  | Annual line testing | Annual line testing |  | UST Currently In Use: 0; UST Temp Close: 5; AST Currently In Use: 0; AST Temp Closed: 0 | 0 | 5 | 5 | 24716-083-013442 | I-65 TRUCK STOP INC
46007 | Temporary Closed | 2017-02-17 | 1995-03-01 |  | Petroleum | Unleaded gasoline | Unleaded gasoline | Retail | Single Wall, Steel | Steel | Coated & cathodic protection (sti-P3), Field installed cathodic protection |  | Double Wall, Fiberglass reinforced plastic |  |  |  | Catchment Basin, Single walled catchment basin | Flow Rest 90% Full | Flow Rest 90% Full |  |  | Continuous Automatic Tank Gauge |  | Automatic flow restrictor (MLLD), Containment Sump | Containment Sump | Interstitial Monitoring within Secondary Containment |  | Annual line testing | Annual line testing |  | UST Currently In Use: 0; UST Temp Close: 5; AST Currently In Use: 0; AST Temp Closed: 0 | 0 | 5 | 5 | 24716-083-013442 | I-65 TRUCK STOP INC
46008 | Temporary Closed | 2017-02-17 | 1995-03-01 |  | Petroleum | Premium gasoline | Premium gasoline | Retail | Single Wall, Steel | Steel | Coated & cathodic protection (sti-P3), Field installed cathodic protection |  | Double Wall, Fiberglass reinforced plastic |  |  |  | Catchment Basin, Single walled catchment basin | Flow Rest 90% Full | Flow Rest 90% Full |  |  | Continuous Automatic Tank Gauge |  | Automatic flow restrictor (MLLD), Containment Sump | Containment Sump | Interstitial Monitoring within Secondary Containment |  | Annual line testing | Annual line testing |  | UST Currently In Use: 0; UST Temp Close: 5; AST Currently In Use: 0; AST Temp Closed: 0 | 0 | 5 | 5 | 24716-083-013442 | I-65 TRUCK STOP INC
46009 | Permanently Closed | 2014-04-01 | 1986-01-01 | 2014-04-01 | Petroleum | Unleaded gasoline | Unleaded gasoline | Retail | Fiberglass reinforced plastic | Fiberglass reinforced plastic |  |  | Fiberglass reinforced plastic |  | 1901-01-01 |  | Catchment Basin, Single walled catchment basin | Flow Rest 90% Full | Flow Rest 90% Full |  |  | Continuous Automatic Tank Gauge |  | Automatic shutoff device (AELLD) | Automatic shutoff device (AELLD) | [5 empty] | UST Currently In Use: 2; UST Temp Close: 0; AST Currently In Use: 0; AST Temp Closed: 0 | 2 | 0 | 8 | 20072-073-011521 | A & M OIL CO LLC
46010 | Permanently Closed | 2014-04-01 | 1986-01-01 | 2014-04-01 | Petroleum | Mid-grade gasoline | Mid-grade gasoline | Retail | Fiberglass reinforced plastic | Fiberglass reinforced plastic |  |  | Fiberglass reinforced plastic |  | 1901-01-01 |  | Catchment Basin, Single walled catchment basin | Flow Rest 90% Full | Flow Rest 90% Full |  |  | Continuous Automatic Tank Gauge |  | Automatic shutoff device (AELLD) | Automatic shutoff device (AELLD) | [5 empty] | UST Currently In Use: 2; UST Temp Close: 0; AST Currently In Use: 0; AST Temp Closed: 0 | 2 | 0 | 8 | 20072-073-011521 | A & M OIL CO LLC
46011 | Permanently Closed | 2014-04-01 | 1986-01-01 | 2014-04-01 | Petroleum | Premium gasoline | Premium gasoline | Retail | Fiberglass reinforced plastic | Fiberglass reinforced plastic |  |  | Fiberglass reinforced plastic |  | 1901-01-01 |  | Catchment Basin, Single walled catchment basin | Flow Rest 90% Full | Flow Rest 90% Full |  |  | Continuous Automatic Tank Gauge |  | Automatic shutoff device (AELLD) | Automatic shutoff device (AELLD) | [5 empty] | UST Currently In Use: 2; UST Temp Close: 0; AST Currently In Use: 0; AST Temp Closed: 0 | 2 | 0 | 8 | 20072-073-011521 | A & M OIL CO LLC
46012 | Permanently Closed | 2005-10-24 | 1986-01-01 | 2014-04-01 | Petroleum | Used oil | Used oil | Retail | Fiberglass reinforced plastic | Fiberglass reinforced plastic |  |  | Fiberglass reinforced plastic |  | 1901-01-01 |  | Catchment Basin, EXEMPT | Other, EXEMPT | Other |  |  | Manual Tank Gauging (only tanks 1000 gal. or less and 48” or 64” in diameter) | [8 empty] | UST Currently In Use: 2; UST Temp Close: 0; AST Currently In Use: 0; AST Temp Closed: 0 | 2 | 0 | 8 | 20072-073-011521 | A & M OIL CO LLC
46013 | Currently in Use |  | 1995-10-24 |  | Petroleum | On road diesel | On road diesel | Retail | Double Wall, Fiberglass reinforced plastic, 20K/20K/20 | Fiberglass reinforced plastic |  |  | Double Wall, Fiberglass reinforced plastic, DBW |  | 1901-01-01 |  | Other, ABV GRD | Flow Rest 90% Full | Flow Rest 90% Full | Interstitial Monitoring within Secondary Containment | SENSOR TO ATG | Other |  | Automatic shutoff device (AELLD), Containment Sump | Containment Sump |  |  | CITLD, Other, WARREN ROG | Other |  | UST Currently In Use: 3; UST Temp Close: 0; AST Currently In Use: 0; AST Temp Closed: 0 | 3 | 0 | 0 | 19984-073-017576 | PILOT TRAVEL CENTERS, LLC
46015 | Currently in Use |  | 1995-10-24 |  | Petroleum | Unleaded gasoline | Unleaded gasoline | Retail | Double Wall, Fiberglass reinforced plastic | Fiberglass reinforced plastic |  |  | Double Wall, Fiberglass reinforced plastic, DBW |  | 1901-01-01 |  | Other, ABV GRD | Flow Rest 90% Full | Flow Rest 90% Full | Interstitial Monitoring within Secondary Containment | SENSOR TO ATG | Other |  | Automatic shutoff device (AELLD), Containment Sump | Containment Sump |  |  | CITLD, Other, WARREN ROG | Other |  | UST Currently In Use: 3; UST Temp Close: 0; AST Currently In Use: 0; AST Temp Closed: 0 | 3 | 0 | 0 | 19984-073-017576 | PILOT TRAVEL CENTERS, LLC
46017 | Currently in Use |  | 1995-10-24 |  | Petroleum | Premium gasoline | Premium gasoline | Retail | Double Wall, Fiberglass reinforced plastic | Fiberglass reinforced plastic |  |  | Double Wall, Fiberglass reinforced plastic, DBW |  | 1901-01-01 |  | Other, ABV GRD | Flow Rest 90% Full | Flow Rest 90% Full | Interstitial Monitoring within Secondary Containment | SENSOR TO ATG | Other |  | Automatic shutoff device (AELLD), Containment Sump | Containment Sump |  |  | CITLD, Other, WARREN ROG | Other |  | UST Currently In Use: 3; UST Temp Close: 0; AST Currently In Use: 0; AST Temp Closed: 0 | 3 | 0 | 0 | 19984-073-017576 | PILOT TRAVEL CENTERS, LLC
46018 | Currently in Use |  | 1995-11-15 |  | Petroleum | On road diesel | On road diesel | Industrial | Fiberglass reinforced plastic, Single Wall | Single Wall |  |  | Double Wall, Fiberglass reinforced plastic, 1 PIECE |  | 2017-08-29 |  | Catchment Basin, Single walled catchment basin | Automatic shutoff device At 95% full | Automatic shutoff device At 95% full |  |  | Continuous Automatic Tank Gauge |  | Automatic flow restrictor (MLLD), Containment Sump | Containment Sump | Interstitial Monitoring within Secondary Containment | SENSOR TO ATG | Continuous alarm system | Continuous alarm system |  | UST Currently In Use: 1; UST Temp Close: 0; AST Currently In Use: 0; AST Temp Closed: 0 | 1 | 0 | 1 | 19455-073-017589 | BLUE BELL CREAMERIES
46019 | Permanently Closed | 2020-10-26 | 1995-11-15 |  | Petroleum | Unleaded gasoline | Unleaded gasoline | Industrial | Fiberglass reinforced plastic, Single Wall | Single Wall |  |  | Double Wall, Fiberglass reinforced plastic, 1 PIECE |  | 2017-08-29 |  | Catchment Basin, Single walled catchment basin | Automatic shutoff device At 95% full | Automatic shutoff device At 95% full |  |  | Continuous Automatic Tank Gauge |  | Automatic flow restrictor (MLLD), Containment Sump | Containment Sump | Interstitial Monitoring within Secondary Containment | SENSOR TO ATG | Continuous alarm system | Continuous alarm system |  | UST Currently In Use: 1; UST Temp Close: 0; AST Currently In Use: 0; AST Temp Closed: 0 | 1 | 0 | 1 | 19455-073-017589 | BLUE BELL CREAMERIES
46020 | Currently in Use |  | 1995-09-14 |  | Petroleum | Unleaded gasoline | Unleaded gasoline | Retail | Double Wall, Steel | Steel | Coated & cathodic protection (sti-P3) |  | Fiberglass reinforced plastic |  |  |  | Catchment Basin, Single walled catchment basin | Flow Rest 90% Full | Flow Rest 90% Full | Interstitial Monitoring within Secondary Containment | SENSOR TO ATG | Continuous Automatic Tank Gauge |  | Automatic flow restrictor (MLLD), Containment Sump | Containment Sump |  | SENSOR TO ATG | Annual line testing, Continuous alarm system | Continuous alarm system |  | UST Currently In Use: 3; UST Temp Close: 0; AST Currently In Use: 0; AST Temp Closed: 0 | 3 | 0 | 1 | 13929-003-017592 | PRINCE OIL COMPANY, INC.
46021 | Currently in Use |  | 1995-09-14 |  | Petroleum | Premium gasoline | Premium gasoline | Retail | Double Wall, Steel | Steel | Coated & cathodic protection (sti-P3) |  | Fiberglass reinforced plastic |  |  |  | Catchment Basin, Single walled catchment basin | Flow Rest 90% Full | Flow Rest 90% Full | Interstitial Monitoring within Secondary Containment | SENSOR TO ATG | Continuous Automatic Tank Gauge |  | Automatic flow restrictor (MLLD), Containment Sump | Containment Sump |  | SENSOR TO ATG | Annual line testing, Continuous alarm system | Continuous alarm system |  | UST Currently In Use: 3; UST Temp Close: 0; AST Currently In Use: 0; AST Temp Closed: 0 | 3 | 0 | 1 | 13929-003-017592 | PRINCE OIL COMPANY, INC.
46022 | Cannot Locate or abandoned | 2003-11-03 | 1911-11-11 |  | Petroleum | Unleaded gasoline | Unleaded gasoline | Retail | Fiberglass reinforced plastic | Fiberglass reinforced plastic |  |  | Fiberglass reinforced plastic |  | 1901-01-01 |  | Catchment Basin, Single walled catchment basin | [13 empty] | UST Currently In Use: 0; UST Temp Close: 0; AST Currently In Use: 0; AST Temp Closed: 0 | 0 | 0 | 0 | 19990-085-017593 | LARRY LANGLEY
46023 | Currently in Use |  | 1995-06-15 |  | Petroleum | Unleaded gasoline | Unleaded gasoline | Retail | Double Wall, Fiberglass reinforced plastic | Fiberglass reinforced plastic |  |  | Double Wall, Flexible, GEO-FLEX |  | 2014-01-20 | Other, GEO-FLEX | Catchment Basin, Single walled catchment basin | Flow Rest 90% Full | Flow Rest 90% Full | Interstitial Monitoring within Secondary Containment | SENSOR TO ATG | Continuous Automatic Tank Gauge |  | Automatic flow restrictor (MLLD), Containment Sump | Containment Sump |  | SENSOR TO ATG | Continuous alarm system | Continuous alarm system |  | UST Currently In Use: 2; UST Temp Close: 0; AST Currently In Use: 0; AST Temp Closed: 0 | 2 | 0 | 0 | 23413-097-017594 | CIRCLE K STORES, INC.
46024 | Currently in Use |  | 1995-06-15 |  | Petroleum | Premium gasoline | Premium gasoline | Retail | Double Wall, Fiberglass reinforced plastic | Fiberglass reinforced plastic |  |  | Double Wall, Flexible, GEO-FLEX |  | 2014-01-20 | Other, GEO-FLEX | Catchment Basin, Single walled catchment basin | Flow Rest 90% Full | Flow Rest 90% Full | Interstitial Monitoring within Secondary Containment | SENSOR TO ATG | Continuous Automatic Tank Gauge |  | Automatic flow restrictor (MLLD), Containment Sump | Containment Sump |  | SENSOR TO ATG | Continuous alarm system | Continuous alarm system |  | UST Currently In Use: 2; UST Temp Close: 0; AST Currently In Use: 0; AST Temp Closed: 0 | 2 | 0 | 0 | 23413-097-017594 | CIRCLE K STORES, INC.
46025 | Currently in Use |  | 1995-10-26 |  | Petroleum | Unleaded gasoline | Unleaded gasoline | Retail | Steel | Steel | Coated & cathodic protection (sti-P3) |  | Double Wall, Fiberglass reinforced plastic, 2 PIECES |  |  |  | Catchment Basin, Single walled catchment basin | Flow Rest 90% Full | Flow Rest 90% Full |  |  | Continuous Automatic Tank Gauge |  | Automatic shutoff device (AELLD) | Automatic shutoff device (AELLD) |  |  | Automatic electronic line leak detector (AELLD) | Automatic electronic line leak detector (AELLD) |  | UST Currently In Use: 3; UST Temp Close: 0; AST Currently In Use: 0; AST Temp Closed: 0 | 3 | 0 | 3 | 22176-073-004366 | Circle K Stores, Inc.
46026 | Currently in Use |  | 1995-10-26 |  | Petroleum | Premium gasoline | Premium gasoline | Retail | Steel | Steel | Coated & cathodic protection (sti-P3) |  | Double Wall, Fiberglass reinforced plastic, 2 PIECES |  |  |  | Catchment Basin, Single walled catchment basin | Flow Rest 90% Full | Flow Rest 90% Full |  |  | Continuous Automatic Tank Gauge |  | Automatic shutoff device (AELLD) | Automatic shutoff device (AELLD) |  |  | Automatic electronic line leak detector (AELLD) | Automatic electronic line leak detector (AELLD) |  | UST Currently In Use: 3; UST Temp Close: 0; AST Currently In Use: 0; AST Temp Closed: 0 | 3 | 0 | 3 | 22176-073-004366 | Circle K Stores, Inc.
46027 | Currently in Use |  | 1995-10-26 |  | Petroleum | On road diesel | On road diesel | Retail | Steel | Steel | Coated & cathodic protection (sti-P3) |  | Double Wall, Fiberglass reinforced plastic, 2 PIECES |  |  |  | Catchment Basin, Single walled catchment basin | Flow Rest 90% Full | Flow Rest 90% Full |  |  | Continuous Automatic Tank Gauge |  | Automatic shutoff device (AELLD) | Automatic shutoff device (AELLD) |  |  | Automatic electronic line leak detector (AELLD) | Automatic electronic line leak detector (AELLD) |  | UST Currently In Use: 3; UST Temp Close: 0; AST Currently In Use: 0; AST Temp Closed: 0 | 3 | 0 | 3 | 22176-073-004366 | Circle K Stores, Inc.
46028 | Currently in Use |  | 1995-05-18 |  | Petroleum | Unleaded gasoline | Unleaded gasoline | Retail | Steel | Steel | Coated & cathodic protection (sti-P3) |  | Flexible | ENVIRON |  |  | Catchment Basin, Single walled catchment basin | Flow Rest 90% Full | Flow Rest 90% Full |  |  | Continuous Automatic Tank Gauge |  | Automatic shutoff device (AELLD), Containment Sump | Containment Sump | Interstitial Monitoring within Secondary Containment | SENSOR TO ATG | Annual line testing | Annual line testing |  | UST Currently In Use: 3; UST Temp Close: 0; AST Currently In Use: 0; AST Temp Closed: 0 | 3 | 0 | 0 | 23429-015-017596 | MUSA PROPERTIES, LLC
46029 | Currently in Use |  | 1995-05-18 |  | Petroleum | Mid-grade gasoline | Mid-grade gasoline | Retail | Steel | Steel | Coated & cathodic protection (sti-P3) |  | Flexible | ENVIRON |  |  | Catchment Basin, Single walled catchment basin | Flow Rest 90% Full | Flow Rest 90% Full |  |  | Continuous Automatic Tank Gauge |  | Automatic shutoff device (AELLD), Containment Sump | Containment Sump | Interstitial Monitoring within Secondary Containment | SENSOR TO ATG | Annual line testing | Annual line testing |  | UST Currently In Use: 3; UST Temp Close: 0; AST Currently In Use: 0; AST Temp Closed: 0 | 3 | 0 | 0 | 23429-015-017596 | MUSA PROPERTIES, LLC
46030 | Permanently Closed | 1998-03-02 | 1978-05-10 | 1998-03-02 | Petroleum | On road diesel | On road diesel | Retail | Steel | Steel |  |  | Steel |  | 1901-01-01 | [6 empty] | Manual Tank Gauging (only tanks 1000 gal. or less and 48” or 64” in diameter) | [8 empty] | UST Currently In Use: 0; UST Temp Close: 0; AST Currently In Use: 0; AST Temp Closed: 0 | 0 | 0 | 3 | 19996-021-017597 | NORTH MOUNTAIN ASSOCIATES INC
46031 | Permanently Closed | 1998-03-02 | 1978-05-10 | 1998-03-02 | Petroleum | Unleaded gasoline | Unleaded gasoline | Retail | Steel | Steel |  |  | Steel |  | 1901-01-01 | [6 empty] | Manual Tank Gauging (only tanks 1000 gal. or less and 48” or 64” in diameter) | [8 empty] | UST Currently In Use: 0; UST Temp Close: 0; AST Currently In Use: 0; AST Temp Closed: 0 | 0 | 0 | 3 | 19996-021-017597 | NORTH MOUNTAIN ASSOCIATES INC
46032 | Permanently Closed | 1998-03-02 | 1983-09-15 | 1998-03-02 | Petroleum | Unleaded gasoline | Unleaded gasoline | Retail | Steel | Steel |  |  | Steel |  | 1901-01-01 | [6 empty] | Manual Tank Gauging (only tanks 1000 gal. or less and 48” or 64” in diameter) | [8 empty] | UST Currently In Use: 0; UST Temp Close: 0; AST Currently In Use: 0; AST Temp Closed: 0 | 0 | 0 | 3 | 19996-021-017597 | NORTH MOUNTAIN ASSOCIATES INC
46033 | Permanently Closed | 2013-01-25 | 1981-01-01 | 2013-04-09 | Petroleum | On road diesel | On road diesel | Local government | Steel | Steel | Field installed cathodic protection |  | Steel |  |  | Field installed cathodic protection | Catchment Basin, Single walled catchment basin | Flow Rest 90% Full | Flow Rest 90% Full |  |  | Automatic Tank Gauge | [5 empty] | Annual line testing | Annual line testing |  | UST Currently In Use: 2; UST Temp Close: 0; AST Currently In Use: 0; AST Temp Closed: 0 | 2 | 0 | 6 | 19997-089-017598 | MADISON COUNTY COMMISSION
46034 | Permanently Closed | 2013-01-25 | 1981-01-01 | 2013-04-09 | Petroleum | On road diesel | On road diesel | Local government | Steel | Steel | Field installed cathodic protection |  | Steel |  |  | Field installed cathodic protection | Catchment Basin, Single walled catchment basin | Flow Rest 90% Full | Flow Rest 90% Full |  |  | Automatic Tank Gauge | [5 empty] | Annual line testing | Annual line testing |  | UST Currently In Use: 2; UST Temp Close: 0; AST Currently In Use: 0; AST Temp Closed: 0 | 2 | 0 | 6 | 19997-089-017598 | MADISON COUNTY COMMISSION
46035 | Permanently Closed | 2013-01-25 | 1981-01-01 | 2013-04-09 | Petroleum | On road diesel | On road diesel | Local government | Steel | Steel | Field installed cathodic protection |  | Steel |  |  | Field installed cathodic protection | Catchment Basin, Single walled catchment basin | Flow Rest 90% Full | Flow Rest 90% Full |  |  | Automatic Tank Gauge |  | Other, MANIFOLDED | Other |  |  | Other, MANIFOLDED | Other |  | UST Currently In Use: 2; UST Temp Close: 0; AST Currently In Use: 0; AST Temp Closed: 0 | 2 | 0 | 6 | 19997-089-017598 | MADISON COUNTY COMMISSION
46036 | Permanently Closed | 2013-01-25 | 1981-01-01 | 2013-04-09 | Petroleum | Unleaded gasoline | Unleaded gasoline | Local government | Steel | Steel | Field installed cathodic protection, Interior lined (not allowed as a standalone method of corrosion protection) |  | Steel |  |  | Field installed cathodic protection | Catchment Basin, Single walled catchment basin | Flow Rest 90% Full | Flow Rest 90% Full |  |  | Automatic Tank Gauge | [5 empty] | Annual line testing | Annual line testing |  | UST Currently In Use: 2; UST Temp Close: 0; AST Currently In Use: 0; AST Temp Closed: 0 | 2 | 0 | 6 | 19997-089-017598 | MADISON COUNTY COMMISSION
46037 | Permanently Closed | 2012-02-01 | 1981-01-01 | 2013-04-09 | Petroleum | Unleaded gasoline | Unleaded gasoline | Local government | Steel | Steel | Field installed cathodic protection, Interior lined (not allowed as a standalone method of corrosion protection) |  | Steel |  |  | Field installed cathodic protection | Catchment Basin, Single walled catchment basin | Flow Rest 90% Full | Flow Rest 90% Full |  |  | Automatic Tank Gauge |  | Other, MANIFOLDED | Other |  |  | Other, MANIFOLDED | Other |  | UST Currently In Use: 2; UST Temp Close: 0; AST Currently In Use: 0; AST Temp Closed: 0 | 2 | 0 | 6 | 19997-089-017598 | MADISON COUNTY COMMISSION
46038 | Permanently Closed | 2012-02-01 | 1981-01-01 | 2013-04-09 | Petroleum | Unleaded gasoline | Unleaded gasoline | Local government | Steel | Steel | Field installed cathodic protection, Interior lined (not allowed as a standalone method of corrosion protection) |  | Steel |  |  | Field installed cathodic protection | Catchment Basin, Single walled catchment basin | Flow Rest 90% Full | Flow Rest 90% Full |  |  | Automatic Tank Gauge |  | Other, MANIFOLDED | Other |  |  | Other, MANIFOLDED | Other |  | UST Currently In Use: 2; UST Temp Close: 0; AST Currently In Use: 0; AST Temp Closed: 0 | 2 | 0 | 6 | 19997-089-017598 | MADISON COUNTY COMMISSION
46039 | Permanently Closed | 1996-12-02 | 1988-01-01 | 1998-12-02 | Petroleum | Unleaded gasoline | Unleaded gasoline | Industrial, Local Government | Steel | Steel |  | Painted or None | Steel |  | 1901-01-01 | None | [11 empty] | Annual line testing | Annual line testing |  | UST Currently In Use: 0; UST Temp Close: 0; AST Currently In Use: 3; AST Temp Closed: 0 | 0 | 0 | 2 | 19997-089-017599 | MADISON COUNTY COMMISSION
46040 | Permanently Closed | 1996-12-02 | 1988-01-01 | 1998-12-02 | Petroleum | On road diesel | On road diesel | Industrial, Local Government | Steel | Steel |  | Painted or None | Steel |  | 1901-01-01 | None | [11 empty] | Annual line testing | Annual line testing |  | UST Currently In Use: 0; UST Temp Close: 0; AST Currently In Use: 3; AST Temp Closed: 0 | 0 | 0 | 2 | 19997-089-017599 | MADISON COUNTY COMMISSION
46041 | Permanently Closed | 1998-03-25 | 1988-01-01 |  | Petroleum | Unleaded gasoline | Unleaded gasoline | Industrial, Local Government | Steel | Steel |  |  | Steel |  | 1901-01-01 | None | [11 empty] | Annual line testing | Annual line testing |  | UST Currently In Use: 0; UST Temp Close: 0; AST Currently In Use: 2; AST Temp Closed: 0 | 0 | 0 | 2 | 19997-089-017600 | MADISON COUNTY COMMISSION
46042 | Permanently Closed | 1998-03-25 | 1988-01-01 | 1998-04-27 | Petroleum | On road diesel | On road diesel | Industrial, Local Government | Steel | Steel |  |  | Steel |  | 1901-01-01 | None | [11 empty] | Annual line testing | Annual line testing |  | UST Currently In Use: 0; UST Temp Close: 0; AST Currently In Use: 2; AST Temp Closed: 0 | 0 | 0 | 2 | 19997-089-017600 | MADISON COUNTY COMMISSION
46043 | Currently in Use |  | 1995-06-22 |  | Petroleum | Unleaded gasoline | Unleaded gasoline | Retail | Steel | Steel | Coated & cathodic protection (sti-P3) |  | Fiberglass reinforced plastic |  |  | Other, FLXS ISOLA | Catchment Basin, Single walled catchment basin | Flow Rest 90% Full | Flow Rest 90% Full |  |  | Continuous Automatic Tank Gauge |  | Automatic flow restrictor (MLLD), Containment Sump | Containment Sump |  |  | Annual line testing | Annual line testing |  | UST Currently In Use: 3; UST Temp Close: 0; AST Currently In Use: 0; AST Temp Closed: 0 | 3 | 0 | 0 | 21013-117-017601 | MIRAJ INC
46044 | Currently in Use |  | 1995-06-22 |  | Petroleum | Premium gasoline | Premium gasoline | Retail | Steel | Steel | Coated & cathodic protection (sti-P3) |  | Fiberglass reinforced plastic |  |  | Other, FLXS ISOLA | Catchment Basin, Single walled catchment basin | Flow Rest 90% Full | Flow Rest 90% Full |  |  | Continuous Automatic Tank Gauge |  | Automatic flow restrictor (MLLD), Containment Sump | Containment Sump |  |  | Annual line testing | Annual line testing |  | UST Currently In Use: 3; UST Temp Close: 0; AST Currently In Use: 0; AST Temp Closed: 0 | 3 | 0 | 0 | 21013-117-017601 | MIRAJ INC
46045 | Currently in Use |  | 1995-06-22 |  | Petroleum | On road diesel | On road diesel | Retail | Steel | Steel | Coated & cathodic protection (sti-P3) |  | Fiberglass reinforced plastic |  |  | Other, FLXS ISOLA | Catchment Basin, Single walled catchment basin | Flow Rest 90% Full | Flow Rest 90% Full |  |  | Continuous Automatic Tank Gauge |  | Automatic flow restrictor (MLLD), Containment Sump | Containment Sump |  |  | Annual line testing | Annual line testing |  | UST Currently In Use: 3; UST Temp Close: 0; AST Currently In Use: 0; AST Temp Closed: 0 | 3 | 0 | 0 | 21013-117-017601 | MIRAJ INC
46046 | Permanently Closed | 1998-06-17 | 1988-01-01 | 1998-06-17 | Petroleum | Unleaded gasoline | Unleaded gasoline | Industrial, Local Government | Steel | Steel |  |  | Steel |  | 1901-01-01 | None | [11 empty] | Annual line testing | Annual line testing |  | UST Currently In Use: 0; UST Temp Close: 0; AST Currently In Use: 2; AST Temp Closed: 0 | 0 | 0 | 2 | 19997-089-017602 | MADISON COUNTY COMMISSION
46047 | Permanently Closed | 1998-06-17 | 1988-01-01 | 1998-06-17 | Petroleum | On road diesel | On road diesel | Industrial, Local Government | Steel | Steel |  |  | Steel |  | 1901-01-01 | None | [11 empty] | Annual line testing | Annual line testing |  | UST Currently In Use: 0; UST Temp Close: 0; AST Currently In Use: 2; AST Temp Closed: 0 | 0 | 0 | 2 | 19997-089-017602 | MADISON COUNTY COMMISSION
46048 | Currently in Use |  | 1990-08-13 |  | Petroleum | Unleaded gasoline | Unleaded gasoline | Local government | Single Wall, Steel | Steel | Coated & cathodic protection (sti-P3) |  | Fiberglass reinforced plastic, Single Wall |  |  |  | Catchment Basin, Single walled catchment basin | Flow Rest 90% Full | Flow Rest 90% Full |  |  | Continuous Automatic Tank Gauge | [8 empty] | UST Currently In Use: 2; UST Temp Close: 0; AST Currently In Use: 0; AST Temp Closed: 0 | 2 | 0 | 0 | 19997-089-017604 | MADISON COUNTY COMMISSION
46049 | Currently in Use |  | 1990-08-13 |  | Petroleum | On road diesel | On road diesel | Local government | Single Wall, Steel | Steel | Coated & cathodic protection (sti-P3) |  | Fiberglass reinforced plastic, Single Wall |  |  |  | Catchment Basin, Single walled catchment basin | Flow Rest 90% Full | Flow Rest 90% Full |  |  | Continuous Automatic Tank Gauge | [8 empty] | UST Currently In Use: 2; UST Temp Close: 0; AST Currently In Use: 0; AST Temp Closed: 0 | 2 | 0 | 0 | 19997-089-017604 | MADISON COUNTY COMMISSION
46050 | Permanently Closed | 1996-04-02 | 1984-01-01 | 1996-04-02 | Petroleum | Unleaded gasoline | Unleaded gasoline | Industrial, Local Government | Steel | Steel |  | Painted or None | Steel |  | 1901-01-01 | None | Catchment Basin, Single walled catchment basin | Automatic shutoff device At 95% full | Automatic shutoff device At 95% full |  |  | Automatic Tank Gauge | [5 empty] | Annual line testing | Annual line testing |  | UST Currently In Use: 0; UST Temp Close: 0; AST Currently In Use: 0; AST Temp Closed: 0 | 0 | 0 | 1 | 19997-089-017605 | MADISON COUNTY COMMISSION
46051 | Currently in Use |  | 1995-08-29 |  | Petroleum | Unleaded gasoline | Unleaded gasoline | Retail | Steel | Steel | Coated & cathodic protection (sti-P3) |  | Fiberglass reinforced plastic |  |  |  | Catchment Basin, Single walled catchment basin | Automatic shutoff device At 95% full | Automatic shutoff device At 95% full |  |  | Continuous Automatic Tank Gauge |  | Automatic flow restrictor (MLLD) | Automatic flow restrictor (MLLD) |  |  | Annual line testing | Annual line testing |  | UST Currently In Use: 3; UST Temp Close: 0; AST Currently In Use: 0; AST Temp Closed: 0 | 3 | 0 | 0 | 15201-117-017603 | VULCAN OIL COMPANY INC.
46052 | Currently in Use |  | 1995-08-29 |  | Petroleum | On road diesel | On road diesel | Retail | Steel | Steel | Coated & cathodic protection (sti-P3) |  | Fiberglass reinforced plastic |  |  |  | Catchment Basin, Single walled catchment basin | Automatic shutoff device At 95% full | Automatic shutoff device At 95% full |  |  | Continuous Automatic Tank Gauge |  | Automatic flow restrictor (MLLD) | Automatic flow restrictor (MLLD) |  |  | Annual line testing | Annual line testing |  | UST Currently In Use: 3; UST Temp Close: 0; AST Currently In Use: 0; AST Temp Closed: 0 | 3 | 0 | 0 | 15201-117-017603 | VULCAN OIL COMPANY INC.
46053 | Currently in Use |  | 1995-08-29 |  | Petroleum | Premium gasoline | Premium gasoline | Retail | Steel | Steel | Coated & cathodic protection (sti-P3) |  | Fiberglass reinforced plastic |  |  |  | Catchment Basin, Single walled catchment basin | Automatic shutoff device At 95% full, Flow Rest 90% Full | Flow Rest 90% Full |  |  | Continuous Automatic Tank Gauge |  | Automatic flow restrictor (MLLD) | Automatic flow restrictor (MLLD) |  |  | Annual line testing | Annual line testing |  | UST Currently In Use: 3; UST Temp Close: 0; AST Currently In Use: 0; AST Temp Closed: 0 | 3 | 0 | 0 | 15201-117-017603 | VULCAN OIL COMPANY INC.
46054 |  | 1996-01-01 | 1992-04-19 |  | Petroleum | Unleaded gasoline | Unleaded gasoline | Retail | Steel | Steel |  |  | Steel |  | 1901-01-01 | [6 empty] | Statistical Inventory Reconciliation (SIR) | [8 empty] | UST Currently In Use: 0; UST Temp Close: 0; AST Currently In Use: 0; AST Temp Closed: 0 | 0 | 0 | 0 | 19998-127-017606 | EDDIE RAY TURNER
46055 |  | 1996-01-01 | 1982-04-18 23:00 |  | Petroleum | Unleaded gasoline | Unleaded gasoline | Retail | Steel | Steel |  |  | Steel |  | 1901-01-01 | [6 empty] | Statistical Inventory Reconciliation (SIR) | [8 empty] | UST Currently In Use: 0; UST Temp Close: 0; AST Currently In Use: 0; AST Temp Closed: 0 | 0 | 0 | 0 | 19998-127-017606 | EDDIE RAY TURNER
46056 |  | 1996-01-01 | 1982-04-18 23:00 |  | Petroleum | Unleaded gasoline | Unleaded gasoline | Retail | Steel | Steel |  |  | Steel |  | 1901-01-01 | [6 empty] | Statistical Inventory Reconciliation (SIR) | [8 empty] | UST Currently In Use: 0; UST Temp Close: 0; AST Currently In Use: 0; AST Temp Closed: 0 | 0 | 0 | 0 | 19998-127-017606 | EDDIE RAY TURNER
46057 |  | 1996-01-01 | 1982-04-18 23:00 |  | Petroleum | Unleaded gasoline | Unleaded gasoline | Retail | Steel | Steel |  |  | Steel |  | 1901-01-01 | [6 empty] | Statistical Inventory Reconciliation (SIR) | [8 empty] | UST Currently In Use: 0; UST Temp Close: 0; AST Currently In Use: 0; AST Temp Closed: 0 | 0 | 0 | 0 | 19998-127-017606 | EDDIE RAY TURNER
46058 | Permanently Closed | 1993-04-13 | 1985-01-01 | 1999-04-13 | Petroleum | Unleaded gasoline | Unleaded gasoline | Retail | Steel | Steel |  | Painted or None | Steel |  | 1901-01-01 | [6 empty] | Statistical Inventory Reconciliation (SIR) | [8 empty] | UST Currently In Use: 0; UST Temp Close: 0; AST Currently In Use: 0; AST Temp Closed: 0 | 0 | 0 | 2 | 20000-055-017607 | ERSTON S TONEY
46059 | Permanently Closed | 1993-04-13 | 1985-01-01 | 1999-04-13 | Petroleum | Unleaded gasoline | Unleaded gasoline | Retail | Steel | Steel |  | Painted or None | Steel |  | 1901-01-01 | [6 empty] | Statistical Inventory Reconciliation (SIR) | [8 empty] | UST Currently In Use: 0; UST Temp Close: 0; AST Currently In Use: 0; AST Temp Closed: 0 | 0 | 0 | 2 | 20000-055-017607 | ERSTON S TONEY
46060 | Currently in Use |  | 1995-11-14 |  | Petroleum | Premium gasoline | Premium gasoline | Retail | Steel | Steel | Coated & cathodic protection (sti-P3) |  | Double Wall, Fiberglass reinforced plastic |  |  |  | Catchment Basin, Single walled catchment basin | Flow Rest 90% Full | Flow Rest 90% Full |  |  | Automatic Tank Gauge | Single walled submersible pump containment sump | Automatic flow restrictor (MLLD), Containment Sump | Containment Sump |  | SENSOR TO ATG | Annual line testing | Annual line testing |  | UST Currently In Use: 4; UST Temp Close: 0; AST Currently In Use: 0; AST Temp Closed: 7 | 4 | 0 | 5 | 24613-033-010801 | SINGH-KAUR PROPERTIES LLC
46061 | Currently in Use |  | 1995-11-14 |  | Petroleum | Unleaded gasoline | Unleaded gasoline | Retail | Steel | Steel | Coated & cathodic protection (sti-P3) |  | Double Wall, Fiberglass reinforced plastic |  |  |  | Catchment Basin, Single walled catchment basin | Flow Rest 90% Full | Flow Rest 90% Full |  |  | Automatic Tank Gauge | Single walled submersible pump containment sump | Automatic flow restrictor (MLLD), Containment Sump | Containment Sump |  | SENSOR TO ATG | Annual line testing | Annual line testing |  | UST Currently In Use: 4; UST Temp Close: 0; AST Currently In Use: 0; AST Temp Closed: 7 | 4 | 0 | 5 | 24613-033-010801 | SINGH-KAUR PROPERTIES LLC
46062 | Currently in Use |  | 1995-11-14 |  | Petroleum | Unleaded gasoline | Unleaded gasoline | Retail | Steel | Steel | Coated & cathodic protection (sti-P3) |  | Double Wall, Fiberglass reinforced plastic |  |  |  | Catchment Basin, Single walled catchment basin | Flow Rest 90% Full | Flow Rest 90% Full |  |  | Automatic Tank Gauge | Single walled submersible pump containment sump | Automatic flow restrictor (MLLD), Containment Sump | Containment Sump |  | SENSOR TO ATG | Annual line testing | Annual line testing |  | UST Currently In Use: 4; UST Temp Close: 0; AST Currently In Use: 0; AST Temp Closed: 7 | 4 | 0 | 5 | 24613-033-010801 | SINGH-KAUR PROPERTIES LLC
46063 | Currently in Use |  | 1995-11-14 |  | Petroleum | On road diesel | On road diesel | Retail | Steel | Steel | Coated & cathodic protection (sti-P3) |  | Fiberglass reinforced plastic, Single Wall |  |  |  | Catchment Basin, Single walled catchment basin | Flow Rest 90% Full | Flow Rest 90% Full |  |  | Automatic Tank Gauge | [8 empty] | UST Currently In Use: 4; UST Temp Close: 0; AST Currently In Use: 0; AST Temp Closed: 7 | 4 | 0 | 5 | 24613-033-010801 | SINGH-KAUR PROPERTIES LLC
46064 | Currently in Use |  | 1995-06-18 |  | Petroleum | Unleaded gasoline | Unleaded gasoline | Retail | Steel | Steel | Coated & cathodic protection (sti-P3) |  | Fiberglass reinforced plastic |  |  |  | Catchment Basin, Single walled catchment basin | Flow Rest 90% Full | Flow Rest 90% Full |  |  | Statistical Inventory Reconciliation (SIR) |  | Automatic flow restrictor (MLLD) | Automatic flow restrictor (MLLD) |  |  | Statistical inventory reconciliation (SIR) | Statistical inventory reconciliation (SIR) |  | UST Currently In Use: 1; UST Temp Close: 3; AST Currently In Use: 0; AST Temp Closed: 0 | 1 | 3 | 0 | 24073-097-017608 | FAHEEM SIDDIQUI
46065 | Temporary Closed | 2012-01-01 | 1995-06-18 |  | Petroleum | Mid-grade gasoline | Mid-grade gasoline | Retail | Steel | Steel | Coated & cathodic protection (sti-P3) |  | Fiberglass reinforced plastic |  |  |  | Catchment Basin, Single walled catchment basin | Flow Rest 90% Full | Flow Rest 90% Full |  |  | Statistical Inventory Reconciliation (SIR) |  | Automatic flow restrictor (MLLD) | Automatic flow restrictor (MLLD) |  |  | Statistical inventory reconciliation (SIR) | Statistical inventory reconciliation (SIR) |  | UST Currently In Use: 1; UST Temp Close: 3; AST Currently In Use: 0; AST Temp Closed: 0 | 1 | 3 | 0 | 24073-097-017608 | FAHEEM SIDDIQUI
46066 | Temporary Closed | 2010-05-01 | 1995-06-18 |  | Petroleum | Premium gasoline | Premium gasoline | Retail | Steel | Steel | Coated & cathodic protection (sti-P3) |  | Fiberglass reinforced plastic |  |  |  | Catchment Basin, Single walled catchment basin | Flow Rest 90% Full | Flow Rest 90% Full |  |  | Statistical Inventory Reconciliation (SIR) |  | Automatic flow restrictor (MLLD) | Automatic flow restrictor (MLLD) |  |  | Statistical inventory reconciliation (SIR) | Statistical inventory reconciliation (SIR) |  | UST Currently In Use: 1; UST Temp Close: 3; AST Currently In Use: 0; AST Temp Closed: 0 | 1 | 3 | 0 | 24073-097-017608 | FAHEEM SIDDIQUI
46067 | Temporary Closed | 2009-06-09 | 1995-06-18 |  | Petroleum | On road diesel | On road diesel | Retail | Steel | Steel | Coated & cathodic protection (sti-P3) |  | Fiberglass reinforced plastic |  |  |  | Catchment Basin, Single walled catchment basin | Flow Rest 90% Full | Flow Rest 90% Full |  |  | Statistical Inventory Reconciliation (SIR) |  | Automatic flow restrictor (MLLD) | Automatic flow restrictor (MLLD) |  |  | Statistical inventory reconciliation (SIR) | Statistical inventory reconciliation (SIR) |  | UST Currently In Use: 1; UST Temp Close: 3; AST Currently In Use: 0; AST Temp Closed: 0 | 1 | 3 | 0 | 24073-097-017608 | FAHEEM SIDDIQUI
46068 | Permanently Closed | 1999-05-21 | 1996-01-01 | 2008-08-22 | Petroleum | Unleaded gasoline | Unleaded gasoline | Retail | Steel | Steel | Coated & cathodic protection (sti-P3) |  |  |  | 1901-01-01 |  | Catchment Basin, Single walled catchment basin | Flow Rest 90% Full | Flow Rest 90% Full | [11 empty] | UST Currently In Use: 0; UST Temp Close: 0; AST Currently In Use: 0; AST Temp Closed: 0 | 0 | 0 | 4 | 16792-097-017609 | JOHN LOCKLIER
46069 | Permanently Closed | 1999-05-21 | 1996-01-01 | 2008-08-22 | Petroleum | Unleaded gasoline | Unleaded gasoline | Retail | Steel | Steel | Coated & cathodic protection (sti-P3) |  |  |  | 1901-01-01 |  | Catchment Basin, Single walled catchment basin | Flow Rest 90% Full | Flow Rest 90% Full | [11 empty] | UST Currently In Use: 0; UST Temp Close: 0; AST Currently In Use: 0; AST Temp Closed: 0 | 0 | 0 | 4 | 16792-097-017609 | JOHN LOCKLIER
46070 | Permanently Closed | 1999-05-21 | 1996-01-01 | 2008-08-22 | Petroleum | Unleaded gasoline | Unleaded gasoline | Retail | Steel | Steel | Coated & cathodic protection (sti-P3) |  |  |  | 1901-01-01 |  | Catchment Basin, Single walled catchment basin | Flow Rest 90% Full | Flow Rest 90% Full | [11 empty] | UST Currently In Use: 0; UST Temp Close: 0; AST Currently In Use: 0; AST Temp Closed: 0 | 0 | 0 | 4 | 16792-097-017609 | JOHN LOCKLIER
46071 | Permanently Closed | 1999-05-21 | 1996-01-01 | 2008-08-22 | Petroleum | On road diesel | On road diesel | Retail | Steel | Steel | Coated & cathodic protection (sti-P3) |  |  |  | 1901-01-01 |  | Catchment Basin, Single walled catchment basin | Flow Rest 90% Full | Flow Rest 90% Full | [11 empty] | UST Currently In Use: 0; UST Temp Close: 0; AST Currently In Use: 0; AST Temp Closed: 0 | 0 | 0 | 4 | 16792-097-017609 | JOHN LOCKLIER
46072 | Temporary Closed | 1901-01-01 | 1995-03-15 |  | Petroleum | Unleaded gasoline | Unleaded gasoline | Retail | Steel | Steel | Coated & cathodic protection (sti-P3) |  | Fiberglass reinforced plastic |  | 1901-01-01 |  | Catchment Basin, Single walled catchment basin | Automatic shutoff device At 95% full | Automatic shutoff device At 95% full | [11 empty] | UST Currently In Use: 0; UST Temp Close: 3; AST Currently In Use: 0; AST Temp Closed: 0 | 0 | 3 | 0 | 16278-005-017610 | BOBBY FRANK KNOWLES
46075 | Temporary Closed | 1901-01-01 | 1995-03-15 |  | Petroleum | Mid-grade gasoline | Mid-grade gasoline | Retail | Steel | Steel | Coated & cathodic protection (sti-P3) |  | Fiberglass reinforced plastic |  | 1901-01-01 |  | Catchment Basin, Single walled catchment basin | Automatic shutoff device At 95% full | Automatic shutoff device At 95% full | [11 empty] | UST Currently In Use: 0; UST Temp Close: 3; AST Currently In Use: 0; AST Temp Closed: 0 | 0 | 3 | 0 | 16278-005-017610 | BOBBY FRANK KNOWLES
46078 | Temporary Closed | 1901-01-01 | 1995-03-15 |  | Petroleum | Premium gasoline | Premium gasoline | Retail | Steel | Steel | Coated & cathodic protection (sti-P3) |  | Fiberglass reinforced plastic |  | 1901-01-01 |  | Catchment Basin, Single walled catchment basin | Automatic shutoff device At 95% full | Automatic shutoff device At 95% full | [11 empty] | UST Currently In Use: 0; UST Temp Close: 3; AST Currently In Use: 0; AST Temp Closed: 0 | 0 | 3 | 0 | 16278-005-017610 | BOBBY FRANK KNOWLES
46082 | Currently in Use |  | 1995-10-01 |  | Petroleum | Unleaded gasoline | Unleaded gasoline | Retail | Double Wall, Fiberglass reinforced plastic | Fiberglass reinforced plastic |  |  | Double Wall, Fiberglass reinforced plastic |  | 1901-01-01 |  | Catchment Basin, Single walled catchment basin | Automatic shutoff device At 95% full | Automatic shutoff device At 95% full |  |  | Continuous Automatic Tank Gauge |  | Automatic shutoff device (AELLD), Containment Sump | Containment Sump | Interstitial Monitoring within Secondary Containment |  | Continuous alarm system | Continuous alarm system |  | UST Currently In Use: 3; UST Temp Close: 0; AST Currently In Use: 0; AST Temp Closed: 0 | 3 | 0 | 0 | 13343-117-017612 | MCCULLOUGH OIL COMPANY, INC.
46083 | Currently in Use |  | 1995-10-01 |  | Petroleum | Premium gasoline | Premium gasoline | Retail | Double Wall, Fiberglass reinforced plastic | Fiberglass reinforced plastic |  |  | Fiberglass reinforced plastic |  | 1901-01-01 |  | Catchment Basin, Single walled catchment basin | Automatic shutoff device At 95% full | Automatic shutoff device At 95% full |  |  | Continuous Automatic Tank Gauge |  | Automatic flow restrictor (MLLD), Automatic shutoff device (AELLD), Containment Sump | Containment Sump | Interstitial Monitoring within Secondary Containment |  | Continuous alarm system | Continuous alarm system |  | UST Currently In Use: 3; UST Temp Close: 0; AST Currently In Use: 0; AST Temp Closed: 0 | 3 | 0 | 0 | 13343-117-017612 | MCCULLOUGH OIL COMPANY, INC.
46084 | Currently in Use |  | 1995-10-01 |  | Petroleum | On road diesel | On road diesel | Retail | Double Wall, Fiberglass reinforced plastic | Fiberglass reinforced plastic |  |  | Fiberglass reinforced plastic |  | 1901-01-01 |  | Catchment Basin, Single walled catchment basin | Automatic shutoff device At 95% full | Automatic shutoff device At 95% full |  |  | Continuous Automatic Tank Gauge |  | Automatic flow restrictor (MLLD), Automatic shutoff device (AELLD), Containment Sump | Containment Sump | Interstitial Monitoring within Secondary Containment |  | Continuous alarm system | Continuous alarm system |  | UST Currently In Use: 3; UST Temp Close: 0; AST Currently In Use: 0; AST Temp Closed: 0 | 3 | 0 | 0 | 13343-117-017612 | MCCULLOUGH OIL COMPANY, INC.
46085 | Temporary Closed | 2016-12-27 | 1995-11-01 |  | Petroleum | Unleaded gasoline | Unleaded gasoline | Retail | Single Wall, Steel, STIP-3 | Steel | Coated & cathodic protection (sti-P3) |  | Fiberglass reinforced plastic, Single Wall |  | 1901-01-01 |  | Catchment Basin, Single walled catchment basin | Automatic shutoff device At 95% full | Automatic shutoff device At 95% full |  |  | Statistical Inventory Reconciliation (SIR) | [8 empty] | UST Currently In Use: 0; UST Temp Close: 1; AST Currently In Use: 0; AST Temp Closed: 0 | 0 | 1 | 2 | 11461-071-006174 | DICUS OIL CO INC
46086 | Currently in Use |  | 1996-10-01 |  | Petroleum | Unleaded gasoline | Unleaded gasoline | Retail | Steel, IN VAULT | Steel | Other, IN VAULT |  | Fiberglass reinforced plastic |  |  | None | Catchment Basin, DRYBREAK | Audible high level alarm At 90% full, Flow Rest 90% Full | Flow Rest 90% Full |  |  | Continuous Automatic Tank Gauge |  | Automatic shutoff device (AELLD), Containment Sump, Sump sensor relayed to automatically shut off submersible pump | Sump sensor relayed to automatically shut off submersible pump |  |  | Continuous alarm system | Continuous alarm system |  | UST Currently In Use: 4; UST Temp Close: 0; AST Currently In Use: 0; AST Temp Closed: 0 | 4 | 0 | 0 | 19721-011-017333 | MAY'S DISTRIBUTING CO. INC.
46089 | Currently in Use |  | 1996-10-01 |  | Petroleum | Premium gasoline | Premium gasoline | Retail | Steel, IN VAULT | Steel | Other, IN VAULT |  | Fiberglass reinforced plastic |  |  | None | Catchment Basin, DRYBREAK | Audible high level alarm At 90% full, Flow Rest 90% Full | Flow Rest 90% Full |  |  | Continuous Automatic Tank Gauge |  | Automatic shutoff device (AELLD), Containment Sump, Sump sensor relayed to automatically shut off submersible pump | Sump sensor relayed to automatically shut off submersible pump |  |  | Continuous alarm system | Continuous alarm system |  | UST Currently In Use: 4; UST Temp Close: 0; AST Currently In Use: 0; AST Temp Closed: 0 | 4 | 0 | 0 | 19721-011-017333 | MAY'S DISTRIBUTING CO. INC.
46096 | Permanently Closed | 1998-06-20 | 1976-06-01 | 1998-06-20 | Petroleum | Unleaded gasoline | Unleaded gasoline | Retail | Steel | Steel | Coated & cathodic protection (sti-P3) |  | Steel |  | 1901-01-01 | Field installed cathodic protection | [14 empty] | UST Currently In Use: 0; UST Temp Close: 0; AST Currently In Use: 0; AST Temp Closed: 0 | 0 | 0 | 3 | 19969-113-017573 | ESTATE OF MARY HOLLAR
46099 | Permanently Closed | 1998-06-20 | 1976-06-01 | 1998-06-20 | Petroleum | Unleaded gasoline | Unleaded gasoline | Retail | Steel | Steel | Coated & cathodic protection (sti-P3) |  | Steel |  | 1901-01-01 | Field installed cathodic protection | [14 empty] | UST Currently In Use: 0; UST Temp Close: 0; AST Currently In Use: 0; AST Temp Closed: 0 | 0 | 0 | 3 | 19969-113-017573 | ESTATE OF MARY HOLLAR
46102 | Permanently Closed | 1998-06-20 | 1976-06-01 | 1998-06-20 | Petroleum | Unleaded gasoline | Unleaded gasoline | Retail | Steel | Steel | Coated & cathodic protection (sti-P3) |  | Steel |  | 1901-01-01 | Field installed cathodic protection | [14 empty] | UST Currently In Use: 0; UST Temp Close: 0; AST Currently In Use: 0; AST Temp Closed: 0 | 0 | 0 | 3 | 19969-113-017573 | ESTATE OF MARY HOLLAR
46103 | Currently in Use |  | 1995-08-18 |  | Petroleum | Unleaded gasoline | Unleaded gasoline | Retail | Fiberglass reinforced plastic | Fiberglass reinforced plastic |  |  | Fiberglass reinforced plastic |  | 1901-01-01 |  | Catchment Basin, Single walled catchment basin | Automatic shutoff device At 95% full | Automatic shutoff device At 95% full |  |  | Continuous Automatic Tank Gauge |  | Automatic shutoff device (AELLD), Containment Sump | Containment Sump | [5 empty] | UST Currently In Use: 3; UST Temp Close: 0; AST Currently In Use: 0; AST Temp Closed: 0 | 3 | 0 | 4 | 25265-125-001465 | LGWS/CROSS AMERICA PARTNERS
46104 | Currently in Use |  | 1995-08-18 |  | Petroleum | Mid-grade gasoline | Mid-grade gasoline | Retail | Fiberglass reinforced plastic | Fiberglass reinforced plastic |  |  | Fiberglass reinforced plastic |  | 1901-01-01 |  | Catchment Basin, Single walled catchment basin | Automatic shutoff device At 95% full | Automatic shutoff device At 95% full |  |  | Continuous Automatic Tank Gauge |  | Automatic shutoff device (AELLD), Containment Sump | Containment Sump | [5 empty] | UST Currently In Use: 3; UST Temp Close: 0; AST Currently In Use: 0; AST Temp Closed: 0 | 3 | 0 | 4 | 25265-125-001465 | LGWS/CROSS AMERICA PARTNERS
46105 | Currently in Use |  | 1995-08-18 |  | Petroleum | Premium gasoline | Premium gasoline | Retail | Fiberglass reinforced plastic | Fiberglass reinforced plastic |  |  | Fiberglass reinforced plastic |  | 1901-01-01 |  | Catchment Basin, Single walled catchment basin | Automatic shutoff device At 95% full | Automatic shutoff device At 95% full |  |  | Continuous Automatic Tank Gauge |  | Automatic shutoff device (AELLD), Containment Sump | Containment Sump | [5 empty] | UST Currently In Use: 3; UST Temp Close: 0; AST Currently In Use: 0; AST Temp Closed: 0 | 3 | 0 | 4 | 25265-125-001465 | LGWS/CROSS AMERICA PARTNERS
46106 | Currently in Use |  | 1995-11-29 |  | Petroleum | Unleaded gasoline | Unleaded gasoline | Retail | Steel | Steel | Coated & cathodic protection (sti-P3) |  | Fiberglass reinforced plastic, AMERON |  |  | Other, FLXS ISOLA | Catchment Basin, Single walled catchment basin | Flow Rest 90% Full | Flow Rest 90% Full |  |  | Continuous Automatic Tank Gauge |  | Automatic flow restrictor (MLLD) | Automatic flow restrictor (MLLD) |  | SENSOR TO ATG | Annual line testing, Continuous alarm system | Continuous alarm system |  | UST Currently In Use: 3; UST Temp Close: 0; AST Currently In Use: 0; AST Temp Closed: 0 | 3 | 0 | 0 | 22176-125-017614 | Circle K Stores, Inc.
46107 | Currently in Use |  | 1995-11-29 |  | Petroleum | Premium gasoline | Premium gasoline | Retail | Steel | Steel | Coated & cathodic protection (sti-P3) |  | Fiberglass reinforced plastic, AMERON |  |  | Other, FLXS ISOLA | Catchment Basin, Single walled catchment basin | Flow Rest 90% Full | Flow Rest 90% Full |  |  | Continuous Automatic Tank Gauge |  | Automatic flow restrictor (MLLD) | Automatic flow restrictor (MLLD) |  | SENSOR TO ATG | Annual line testing, Continuous alarm system | Continuous alarm system |  | UST Currently In Use: 3; UST Temp Close: 0; AST Currently In Use: 0; AST Temp Closed: 0 | 3 | 0 | 0 | 22176-125-017614 | Circle K Stores, Inc.
46108 | Currently in Use |  | 1995-11-29 |  | Petroleum | On road diesel | On road diesel | Retail | Steel | Steel | Coated & cathodic protection (sti-P3) |  | Fiberglass reinforced plastic, AMERON |  |  | Other, FLXS ISOLA | Catchment Basin, Single walled catchment basin | Flow Rest 90% Full | Flow Rest 90% Full |  |  | Continuous Automatic Tank Gauge |  | Automatic flow restrictor (MLLD) | Automatic flow restrictor (MLLD) |  | SENSOR TO ATG | Annual line testing, Continuous alarm system | Continuous alarm system |  | UST Currently In Use: 3; UST Temp Close: 0; AST Currently In Use: 0; AST Temp Closed: 0 | 3 | 0 | 0 | 22176-125-017614 | Circle K Stores, Inc.
46109 | Currently in Use |  | 1995-05-23 |  | Petroleum | Unleaded gasoline | Unleaded gasoline | Retail | Single Wall, Steel | Steel | Coated & cathodic protection (sti-P3) |  | Double Wall, Fiberglass reinforced plastic |  |  |  | Catchment Basin, Single walled catchment basin | Flow Rest 90% Full | Flow Rest 90% Full |  |  | Continuous Automatic Tank Gauge, Statistical Inventory Reconciliation (SIR) |  | Automatic flow restrictor (MLLD), Containment Sump | Containment Sump |  |  | Annual line testing, Statistical inventory reconciliation (SIR) | Statistical inventory reconciliation (SIR) |  | UST Currently In Use: 2; UST Temp Close: 0; AST Currently In Use: 0; AST Temp Closed: 0 | 2 | 0 | 0 | 11287-095-017615 | CRAIN OIL CO INC
46110 | Currently in Use |  | 1995-05-23 |  | Petroleum | Premium gasoline | Premium gasoline | Retail | Single Wall, Steel | Steel | Coated & cathodic protection (sti-P3) |  | Double Wall, Fiberglass reinforced plastic |  |  |  | Catchment Basin, Single walled catchment basin | Flow Rest 90% Full | Flow Rest 90% Full |  |  | Continuous Automatic Tank Gauge, Statistical Inventory Reconciliation (SIR) |  | Automatic flow restrictor (MLLD), Containment Sump | Containment Sump |  |  | Annual line testing, Statistical inventory reconciliation (SIR) | Statistical inventory reconciliation (SIR) |  | UST Currently In Use: 2; UST Temp Close: 0; AST Currently In Use: 0; AST Temp Closed: 0 | 2 | 0 | 0 | 11287-095-017615 | CRAIN OIL CO INC
46111 | Temporary Closed | 2008-11-01 | 1995-01-01 |  | Petroleum | Unleaded gasoline | Unleaded gasoline | Retail | Single Wall, Steel | Steel | Coated & cathodic protection (sti-P3) |  | Double Wall, Fiberglass reinforced plastic |  |  | Other, FLXS ISOLA | Catchment Basin, Single walled catchment basin | Flow Rest 90% Full | Flow Rest 90% Full |  |  | Continuous Automatic Tank Gauge |  | Automatic flow restrictor (MLLD) | Automatic flow restrictor (MLLD) | Interstitial Monitoring within Secondary Containment |  |  |  |  | UST Currently In Use: 0; UST Temp Close: 2; AST Currently In Use: 1; AST Temp Closed: 0 | 0 | 2 | 4 | 11287-095-004106 | CRAIN OIL CO INC
46112 | Temporary Closed | 2008-11-01 | 1995-01-01 |  | Petroleum | Premium gasoline | Premium gasoline | Retail | Single Wall, Steel | Steel | Coated & cathodic protection (sti-P3) |  | Double Wall, Fiberglass reinforced plastic |  |  | Other, FLXS ISOLA | Catchment Basin, Single walled catchment basin | Flow Rest 90% Full | Flow Rest 90% Full |  |  | Continuous Automatic Tank Gauge |  | Automatic flow restrictor (MLLD) | Automatic flow restrictor (MLLD) | Interstitial Monitoring within Secondary Containment |  |  |  |  | UST Currently In Use: 0; UST Temp Close: 2; AST Currently In Use: 1; AST Temp Closed: 0 | 0 | 2 | 4 | 11287-095-004106 | CRAIN OIL CO INC
46113 | Permanently Closed | 1996-05-17 | 1973-10-01 | 1996-05-17 | Petroleum | On road diesel | On road diesel | Emergency Power Generator, Industrial | Steel | Steel | Coated & cathodic protection (sti-P3) |  | Flexible |  | 1901-01-01 |  | Catchment Basin, Single walled catchment basin | [13 empty] | UST Currently In Use: 0; UST Temp Close: 0; AST Currently In Use: 0; AST Temp Closed: 0 | 0 | 0 | 4 | 20006-031-017616 | ENTERPRISE NURSING HOME
46116 | Permanently Closed | 1996-05-30 | 1974-11-01 | 1996-05-30 | Petroleum | On road diesel | On road diesel | Emergency Power Generator, Industrial | Steel | Steel | Coated & cathodic protection (sti-P3) |  | Flexible |  | 1901-01-01 |  | Catchment Basin, Single walled catchment basin | Flow Rest 90% Full | Flow Rest 90% Full | [11 empty] | UST Currently In Use: 0; UST Temp Close: 0; AST Currently In Use: 0; AST Temp Closed: 0 | 0 | 0 | 4 | 20006-031-017616 | ENTERPRISE NURSING HOME
46119 | Permanently Closed | 1996-05-30 | 1974-11-01 | 1996-05-30 | Petroleum | Unleaded gasoline | Unleaded gasoline | Emergency Power Generator, Industrial | Steel | Steel | Coated & cathodic protection (sti-P3) |  | Flexible |  | 1901-01-01 |  | Catchment Basin, Single walled catchment basin | Flow Rest 90% Full | Flow Rest 90% Full | [11 empty] | UST Currently In Use: 0; UST Temp Close: 0; AST Currently In Use: 0; AST Temp Closed: 0 | 0 | 0 | 4 | 20006-031-017616 | ENTERPRISE NURSING HOME
46122 | Permanently Closed | 1996-05-17 | 1979-07-03 | 1996-05-17 | Petroleum | Unleaded gasoline | Unleaded gasoline | Emergency Power Generator, Industrial | Steel | Steel | Coated & cathodic protection (sti-P3) |  | Flexible |  | 1901-01-01 |  | Catchment Basin, Single walled catchment basin | Flow Rest 90% Full | Flow Rest 90% Full | [11 empty] | UST Currently In Use: 0; UST Temp Close: 0; AST Currently In Use: 0; AST Temp Closed: 0 | 0 | 0 | 4 | 20006-031-017616 | ENTERPRISE NURSING HOME
46123 | Currently in Use |  | 1995-11-03 |  | Petroleum | On road diesel | On road diesel | Retail | Single Wall, Steel | Steel | Coated & cathodic protection (sti-P3), Field installed cathodic protection |  | Double Wall, Fiberglass reinforced plastic |  |  |  | Catchment Basin, Single walled catchment basin | Automatic shutoff device At 95% full | Automatic shutoff device At 95% full |  |  | Continuous Automatic Tank Gauge |  | Automatic flow restrictor (MLLD), Containment Sump | Containment Sump |  |  | Annual line testing | Annual line testing |  | UST Currently In Use: 4; UST Temp Close: 1; AST Currently In Use: 0; AST Temp Closed: 0 | 4 | 1 | 0 | 13284-103-007587 | H.L. MARTIN DISTRIBUTING CO.
46124 | Currently in Use |  | 1991-02-14 |  | Petroleum | Unleaded gasoline | Unleaded gasoline | Retail | Steel | Steel | Coated & cathodic protection (sti-P3) |  | Fiberglass reinforced plastic |  |  |  | Catchment Basin, Single walled catchment basin | Flow Rest 90% Full | Flow Rest 90% Full |  |  | Automatic Tank Gauge |  | Automatic flow restrictor (MLLD) | Automatic flow restrictor (MLLD) |  |  | Annual line testing | Annual line testing |  | UST Currently In Use: 4; UST Temp Close: 0; AST Currently In Use: 0; AST Temp Closed: 0 | 4 | 0 | 0 | 21106-113-017595 | GRIGGS INC.
46127 | Currently in Use |  | 1991-02-14 |  | Petroleum | Mid-grade gasoline | Mid-grade gasoline | Retail | Steel | Steel | Coated & cathodic protection (sti-P3) |  | Fiberglass reinforced plastic |  |  |  | Catchment Basin, Single walled catchment basin | Flow Rest 90% Full | Flow Rest 90% Full |  |  | Automatic Tank Gauge |  | Automatic flow restrictor (MLLD) | Automatic flow restrictor (MLLD) |  |  | Annual line testing | Annual line testing |  | UST Currently In Use: 4; UST Temp Close: 0; AST Currently In Use: 0; AST Temp Closed: 0 | 4 | 0 | 0 | 21106-113-017595 | GRIGGS INC.
46130 | Currently in Use |  | 1991-02-14 |  | Petroleum | Premium gasoline | Premium gasoline | Retail | Steel | Steel | Coated & cathodic protection (sti-P3) |  | Fiberglass reinforced plastic |  |  |  | Catchment Basin, Single walled catchment basin | Flow Rest 90% Full | Flow Rest 90% Full |  |  | Automatic Tank Gauge |  | Automatic flow restrictor (MLLD) | Automatic flow restrictor (MLLD) |  |  | Annual line testing | Annual line testing |  | UST Currently In Use: 4; UST Temp Close: 0; AST Currently In Use: 0; AST Temp Closed: 0 | 4 | 0 | 0 | 21106-113-017595 | GRIGGS INC.
46133 | Currently in Use |  | 1991-02-14 |  | Petroleum | On road diesel | On road diesel | Retail | Steel | Steel | Coated & cathodic protection (sti-P3) |  | Fiberglass reinforced plastic |  |  |  | Catchment Basin, Single walled catchment basin | Flow Rest 90% Full | Flow Rest 90% Full |  |  | Automatic Tank Gauge |  | Automatic flow restrictor (MLLD) | Automatic flow restrictor (MLLD) |  |  | Annual line testing | Annual line testing |  | UST Currently In Use: 4; UST Temp Close: 0; AST Currently In Use: 0; AST Temp Closed: 0 | 4 | 0 | 0 | 21106-113-017595 | GRIGGS INC.
46134 | Currently in Use |  | 1995-11-07 |  | Petroleum | Unleaded gasoline | Unleaded gasoline | Retail | Steel | Steel | Coated & cathodic protection (sti-P3) |  | Double Wall, Flexible, APT |  |  |  | Catchment Basin, Single walled catchment basin | Flow Rest 90% Full | Flow Rest 90% Full |  |  | Statistical Inventory Reconciliation (SIR) |  | Automatic flow restrictor (MLLD), Containment Sump | Containment Sump |  |  | Statistical inventory reconciliation (SIR) | Statistical inventory reconciliation (SIR) |  | UST Currently In Use: 3; UST Temp Close: 0; AST Currently In Use: 0; AST Temp Closed: 0 | 3 | 0 | 0 | 25326-101-017617 | STA GROUP LLC
46137 | Currently in Use |  | 1995-11-07 |  | Petroleum | Unleaded gasoline | Unleaded gasoline | Retail | Steel | Steel | Coated & cathodic protection (sti-P3) |  | Double Wall, Flexible, APT |  |  |  | Catchment Basin, Single walled catchment basin | Flow Rest 90% Full | Flow Rest 90% Full |  |  | Statistical Inventory Reconciliation (SIR) |  | Automatic flow restrictor (MLLD), Containment Sump | Containment Sump |  |  | Statistical inventory reconciliation (SIR) | Statistical inventory reconciliation (SIR) |  | UST Currently In Use: 3; UST Temp Close: 0; AST Currently In Use: 0; AST Temp Closed: 0 | 3 | 0 | 0 | 25326-101-017617 | STA GROUP LLC
46140 | Currently in Use |  | 1995-11-07 |  | Petroleum | Unleaded gasoline | Unleaded gasoline | Retail | Steel | Steel | Coated & cathodic protection (sti-P3) |  | Double Wall, Flexible, APT |  |  |  | Catchment Basin, Single walled catchment basin | Flow Rest 90% Full | Flow Rest 90% Full |  |  | Statistical Inventory Reconciliation (SIR) |  | Automatic flow restrictor (MLLD), Containment Sump | Containment Sump |  |  | Statistical inventory reconciliation (SIR) | Statistical inventory reconciliation (SIR) |  | UST Currently In Use: 3; UST Temp Close: 0; AST Currently In Use: 0; AST Temp Closed: 0 | 3 | 0 | 0 | 25326-101-017617 | STA GROUP LLC
46141 | Currently in Use |  | 1994-01-10 |  | Petroleum | Unleaded gasoline | Unleaded gasoline | Retail | Steel | Steel | Coated & cathodic protection (sti-P3) |  | Flexible |  |  |  | Catchment Basin, Single walled catchment basin | Flow Rest 90% Full | Flow Rest 90% Full |  |  | Automatic Tank Gauge |  | Automatic flow restrictor (MLLD), Containment Sump | Containment Sump |  |  | Annual line testing | Annual line testing |  | UST Currently In Use: 2; UST Temp Close: 0; AST Currently In Use: 0; AST Temp Closed: 0 | 2 | 0 | 0 | 21904-091-017619 | ELKS FOOD MART, LLC
46142 | Currently in Use |  | 1994-01-10 |  | Petroleum | Premium gasoline | Premium gasoline | Retail | Steel | Steel | Coated & cathodic protection (sti-P3) |  | Flexible |  |  |  | Catchment Basin, Single walled catchment basin | Flow Rest 90% Full | Flow Rest 90% Full |  |  | Automatic Tank Gauge |  | Automatic flow restrictor (MLLD), Containment Sump | Containment Sump |  |  | Annual line testing | Annual line testing |  | UST Currently In Use: 2; UST Temp Close: 0; AST Currently In Use: 0; AST Temp Closed: 0 | 2 | 0 | 0 | 21904-091-017619 | ELKS FOOD MART, LLC
46143 | Temporary Closed | 2015-08-01 | 1993-10-21 |  | Petroleum | Premium gasoline | Premium gasoline | Retail | Single Wall, Steel | Steel | Coated & cathodic protection (sti-P3) |  | Fiberglass reinforced plastic, Single Wall |  |  |  | Catchment Basin, Single walled catchment basin | Flow Rest 90% Full | Flow Rest 90% Full |  |  | Statistical Inventory Reconciliation (SIR) | [8 empty] | UST Currently In Use: 0; UST Temp Close: 3; AST Currently In Use: 0; AST Temp Closed: 0 | 0 | 3 | 1 | 25372-095-006218 | SWEET 227 INC
46144 | Temporary Closed | 2006-10-30 | 1995-11-16 |  | Petroleum | Unleaded gasoline | Unleaded gasoline | Retail | Single Wall, Steel | Steel | Coated & cathodic protection (sti-P3) |  | Double Wall, Fiberglass reinforced plastic |  |  |  | Catchment Basin, Single walled catchment basin | Flow Rest 90% Full | Flow Rest 90% Full |  |  | Statistical Inventory Reconciliation (SIR) |  | Automatic flow restrictor (MLLD), Containment Sump | Containment Sump | Interstitial Monitoring within Secondary Containment |  | Statistical inventory reconciliation (SIR) | Statistical inventory reconciliation (SIR) |  | UST Currently In Use: 0; UST Temp Close: 2; AST Currently In Use: 1; AST Temp Closed: 0 | 0 | 2 | 2 | 13284-093-015073 | H.L. MARTIN DISTRIBUTING CO.
46145 | Temporary Closed | 2006-10-30 | 1995-11-16 |  | Petroleum | Premium gasoline | Premium gasoline | Retail | Single Wall, Steel | Steel | Coated & cathodic protection (sti-P3) |  | Double Wall, Fiberglass reinforced plastic |  |  |  | Catchment Basin, Single walled catchment basin | Flow Rest 90% Full | Flow Rest 90% Full |  |  | Statistical Inventory Reconciliation (SIR) |  | Automatic flow restrictor (MLLD), Containment Sump | Containment Sump | Interstitial Monitoring within Secondary Containment |  | Statistical inventory reconciliation (SIR) | Statistical inventory reconciliation (SIR) |  | UST Currently In Use: 0; UST Temp Close: 2; AST Currently In Use: 1; AST Temp Closed: 0 | 0 | 2 | 2 | 13284-093-015073 | H.L. MARTIN DISTRIBUTING CO.
46146 | Currently in Use |  | 1995-08-30 |  | Petroleum | Unleaded gasoline | Unleaded gasoline | Retail | Single Wall, Steel | Steel | Coated & cathodic protection (sti-P3) |  | Double Wall, Flexible, TOTLCNTMNT |  |  |  | Catchment Basin, Single walled catchment basin | Flow Rest 90% Full | Flow Rest 90% Full |  |  | Continuous Automatic Tank Gauge |  | Automatic flow restrictor (MLLD), Containment Sump | Containment Sump | Interstitial Monitoring within Secondary Containment | SENSOR TO ATG |  |  |  | UST Currently In Use: 3; UST Temp Close: 0; AST Currently In Use: 0; AST Temp Closed: 0 | 3 | 0 | 0 | 25349-093-017620 | VIKASH ROHELLA
46147 | Currently in Use |  | 1995-08-30 |  | Petroleum | Premium gasoline | Premium gasoline | Retail | Single Wall, Steel | Steel | Coated & cathodic protection (sti-P3) |  | Double Wall, Flexible, TOTLCNTMNT |  |  |  | Catchment Basin, Single walled catchment basin | Flow Rest 90% Full | Flow Rest 90% Full |  |  | Continuous Automatic Tank Gauge |  | Automatic flow restrictor (MLLD), Containment Sump | Containment Sump | Interstitial Monitoring within Secondary Containment | SENSOR TO ATG |  |  |  | UST Currently In Use: 3; UST Temp Close: 0; AST Currently In Use: 0; AST Temp Closed: 0 | 3 | 0 | 0 | 25349-093-017620 | VIKASH ROHELLA
46148 | Currently in Use |  | 1995-08-30 |  | Petroleum | On road diesel | On road diesel | Retail | Single Wall, Steel | Steel | Coated & cathodic protection (sti-P3) |  | Double Wall, Flexible, TOTLCNTMNT |  |  |  | Catchment Basin, Single walled catchment basin | Flow Rest 90% Full | Flow Rest 90% Full |  |  | Continuous Automatic Tank Gauge |  | Automatic flow restrictor (MLLD), Containment Sump | Containment Sump | Interstitial Monitoring within Secondary Containment | SENSOR TO ATG |  |  |  | UST Currently In Use: 3; UST Temp Close: 0; AST Currently In Use: 0; AST Temp Closed: 0 | 3 | 0 | 0 | 25349-093-017620 | VIKASH ROHELLA
46149 | Permanently Closed | 2011-01-01 | 1995-11-16 | 2011-09-07 | Petroleum | Unleaded gasoline | Unleaded gasoline | Retail | Steel | Steel | Coated & cathodic protection (sti-P3) |  | Fiberglass reinforced plastic |  |  |  | Catchment Basin, Single walled catchment basin | Audible high level alarm At 90% full, Flow Rest 90% Full | Flow Rest 90% Full |  |  | Continuous Automatic Tank Gauge |  | Containment Sump | Containment Sump | Interstitial Monitoring within Secondary Containment | SENSOR TO ATG | Continuous alarm system | Continuous alarm system |  | UST Currently In Use: 0; UST Temp Close: 0; AST Currently In Use: 0; AST Temp Closed: 0 | 0 | 0 | 2 | 22668-119-017626 | NHM INVESTMENTS OF ALABAMA LLC
46150 | Permanently Closed | 2011-01-01 | 1995-11-16 | 2011-09-07 | Petroleum | Premium gasoline | Premium gasoline | Retail | Steel | Steel | Coated & cathodic protection (sti-P3) |  | Fiberglass reinforced plastic |  |  |  | Catchment Basin, Single walled catchment basin | Audible high level alarm At 90% full, Flow Rest 90% Full | Flow Rest 90% Full |  |  | Continuous Automatic Tank Gauge |  | Containment Sump | Containment Sump | Interstitial Monitoring within Secondary Containment | SENSOR TO ATG | Continuous alarm system | Continuous alarm system |  | UST Currently In Use: 0; UST Temp Close: 0; AST Currently In Use: 0; AST Temp Closed: 0 | 0 | 0 | 2 | 22668-119-017626 | NHM INVESTMENTS OF ALABAMA LLC
46152 | Permanently Closed | 1996-06-10 | 1901-01-01 |  | Petroleum | Used oil | Used oil |  | Steel | Steel |  |  |  |  | 1901-01-01 |  | Other, EXEMPT | Other, EXEMPT | Other |  |  | Manual Tank Gauging (only tanks 1000 gal. or less and 48” or 64” in diameter) | [8 empty] | UST Currently In Use: 0; UST Temp Close: 0; AST Currently In Use: 0; AST Temp Closed: 0 | 0 | 0 | 4 | 14988-093-005890 | TRICO OIL CO INC
46153 | Temporary Closed | 2004-12-17 | 1995-12-06 |  | Petroleum | Unleaded gasoline | Unleaded gasoline | Retail | Steel | Steel | Coated & cathodic protection (sti-P3) |  | Fiberglass reinforced plastic, ENVIROFLEX |  | 1901-01-01 | None | Catchment Basin, Single walled catchment basin | Audible high level alarm At 90% full, Flow Rest 90% Full | Flow Rest 90% Full | Interstitial Monitoring within Secondary Containment |  | Automatic Tank Gauge |  | Automatic flow restrictor (MLLD) | Automatic flow restrictor (MLLD) | Interstitial Monitoring within Secondary Containment |  |  |  |  | UST Currently In Use: 0; UST Temp Close: 2; AST Currently In Use: 0; AST Temp Closed: 0 | 0 | 2 | 0 | 10713-057-017627 | BRUNOS SUPERMARKETS INC
46154 | Temporary Closed | 2004-12-17 | 1995-12-06 |  | Petroleum | Unleaded gasoline | Unleaded gasoline | Retail | Steel | Steel | Coated & cathodic protection (sti-P3) |  | Fiberglass reinforced plastic |  | 1901-01-01 | None | Catchment Basin, Single walled catchment basin | Audible high level alarm At 90% full, Flow Rest 90% Full | Flow Rest 90% Full | Interstitial Monitoring within Secondary Containment |  | Automatic Tank Gauge |  | Automatic flow restrictor (MLLD) | Automatic flow restrictor (MLLD) | Interstitial Monitoring within Secondary Containment |  |  |  |  | UST Currently In Use: 0; UST Temp Close: 2; AST Currently In Use: 0; AST Temp Closed: 0 | 0 | 2 | 0 | 10713-057-017627 | BRUNOS SUPERMARKETS INC
46155 | Currently in Use |  | 1995-07-01 |  | Petroleum | Unleaded gasoline | Unleaded gasoline | Retail | Steel | Steel | Coated & cathodic protection (sti-P3), Field installed cathodic protection |  | Flexible, ENVIROFLEX |  |  |  | Catchment Basin, Single walled catchment basin | Flow Rest 90% Full | Flow Rest 90% Full |  |  | Continuous Automatic Tank Gauge |  | Automatic flow restrictor (MLLD) | Automatic flow restrictor (MLLD) | Interstitial Monitoring within Secondary Containment |  | Continuous alarm system | Continuous alarm system |  | UST Currently In Use: 2; UST Temp Close: 0; AST Currently In Use: 0; AST Temp Closed: 0 | 2 | 0 | 0 | 23372-125-017628 | MIDSTATES PETROLEUM COMPANY
46156 | Currently in Use |  | 1995-07-01 |  | Petroleum | Premium gasoline | Premium gasoline | Retail | Steel | Steel | Coated & cathodic protection (sti-P3), Field installed cathodic protection |  | Flexible, ENVIROFLEX |  |  |  | Catchment Basin, Single walled catchment basin | Flow Rest 90% Full | Flow Rest 90% Full |  |  | Continuous Automatic Tank Gauge |  | Automatic flow restrictor (MLLD) | Automatic flow restrictor (MLLD) | Interstitial Monitoring within Secondary Containment |  | Continuous alarm system | Continuous alarm system |  | UST Currently In Use: 2; UST Temp Close: 0; AST Currently In Use: 0; AST Temp Closed: 0 | 2 | 0 | 0 | 23372-125-017628 | MIDSTATES PETROLEUM COMPANY
46157 | Currently in Use |  | 1996-01-10 |  | Petroleum | Unleaded gasoline | Unleaded gasoline | Retail | Double Wall, Fiberglass reinforced plastic | Fiberglass reinforced plastic |  |  | Double Wall, Flexible | APT | 1996-01-01 |  | Catchment Basin, Single walled catchment basin | Flow Rest 90% Full | Flow Rest 90% Full | Interstitial Monitoring within Secondary Containment |  | Automatic Tank Gauge |  | Automatic shutoff device (AELLD) | Automatic shutoff device (AELLD) |  |  | Automatic electronic line leak detector (AELLD) | Automatic electronic line leak detector (AELLD) |  | UST Currently In Use: 2; UST Temp Close: 0; AST Currently In Use: 0; AST Temp Closed: 0 | 2 | 0 | 0 | 25265-073-004266 | LGWS/CROSS AMERICA PARTNERS
46158 | Currently in Use |  | 1996-01-10 |  | Petroleum | Premium gasoline | Premium gasoline | Retail | Double Wall, Fiberglass reinforced plastic | Fiberglass reinforced plastic |  |  | Double Wall, Flexible | APT | 1996-01-01 |  | Catchment Basin, Single walled catchment basin | Flow Rest 90% Full | Flow Rest 90% Full |  |  | Automatic Tank Gauge |  | Automatic shutoff device (AELLD) | Automatic shutoff device (AELLD) |  |  | Automatic electronic line leak detector (AELLD) | Automatic electronic line leak detector (AELLD) |  | UST Currently In Use: 2; UST Temp Close: 0; AST Currently In Use: 0; AST Temp Closed: 0 | 2 | 0 | 0 | 25265-073-004266 | LGWS/CROSS AMERICA PARTNERS
46159 | Permanently Closed | 2009-08-07 | 1994-08-01 | 2010-06-23 | Petroleum | Premium gasoline | Premium gasoline | Retail | Steel | Steel | Coated & cathodic protection (sti-P3) |  | Fiberglass reinforced plastic |  | 1901-01-01 | None | Catchment Basin, Single walled catchment basin | Automatic shutoff device At 95% full, Flow Rest 90% Full | Flow Rest 90% Full |  |  | Statistical Inventory Reconciliation (SIR) | [5 empty] | Annual line testing | Annual line testing |  | UST Currently In Use: 0; UST Temp Close: 0; AST Currently In Use: 0; AST Temp Closed: 0 | 0 | 0 | 4 | 22005-057-004787 | DONALD GWIN
46160 | Permanently Closed | 2009-08-07 | 1994-08-01 | 2010-06-23 | Petroleum | Unleaded gasoline | Unleaded gasoline | Retail | Steel | Steel | Coated & cathodic protection (sti-P3) |  | Fiberglass reinforced plastic |  | 1901-01-01 | None | Catchment Basin, Single walled catchment basin | Automatic shutoff device At 95% full, Flow Rest 90% Full | Flow Rest 90% Full |  |  | Statistical Inventory Reconciliation (SIR) | [8 empty] | UST Currently In Use: 0; UST Temp Close: 0; AST Currently In Use: 0; AST Temp Closed: 0 | 0 | 0 | 4 | 22005-057-004787 | DONALD GWIN
46161 | Currently in Use |  | 1995-12-13 |  | Petroleum | Unleaded gasoline | Unleaded gasoline | Retail | Fiberglass reinforced plastic, Single Wall | Single Wall |  |  | Double Wall, Fiberglass reinforced plastic, OLD TYPE |  | 1901-01-01 |  | Catchment Basin, Single walled catchment basin | Automatic shutoff device At 95% full | Automatic shutoff device At 95% full |  |  | Continuous Automatic Tank Gauge |  | Automatic flow restrictor (MLLD), Containment Sump | Containment Sump |  |  | Annual line testing | Annual line testing |  | UST Currently In Use: 3; UST Temp Close: 0; AST Currently In Use: 0; AST Temp Closed: 0 | 3 | 0 | 0 | 25892-073-007373 | PRADEEP BIKRAM SINGH
46162 | Currently in Use |  | 1995-12-13 |  | Petroleum | Mid-grade gasoline | Mid-grade gasoline | Retail | Fiberglass reinforced plastic, Single Wall | Single Wall |  |  | Double Wall, Fiberglass reinforced plastic, OLD TYPE |  | 1901-01-01 |  | Catchment Basin, Single walled catchment basin | Automatic shutoff device At 95% full | Automatic shutoff device At 95% full |  |  | Continuous Automatic Tank Gauge |  | Automatic flow restrictor (MLLD), Containment Sump | Containment Sump |  |  | Annual line testing | Annual line testing |  | UST Currently In Use: 3; UST Temp Close: 0; AST Currently In Use: 0; AST Temp Closed: 0 | 3 | 0 | 0 | 25892-073-007373 | PRADEEP BIKRAM SINGH
46163 | Currently in Use |  | 1995-12-13 |  | Petroleum | Premium gasoline | Premium gasoline | Retail | Fiberglass reinforced plastic, Single Wall | Single Wall |  |  | Double Wall, Fiberglass reinforced plastic, OLD TYPE |  | 1901-01-01 |  | Catchment Basin, Single walled catchment basin | Automatic shutoff device At 95% full | Automatic shutoff device At 95% full |  |  | Continuous Automatic Tank Gauge |  | Automatic flow restrictor (MLLD), Containment Sump | Containment Sump |  |  | Annual line testing | Annual line testing |  | UST Currently In Use: 3; UST Temp Close: 0; AST Currently In Use: 0; AST Temp Closed: 0 | 3 | 0 | 0 | 25892-073-007373 | PRADEEP BIKRAM SINGH
46164 | Currently in Use |  | 1995-12-15 |  | Petroleum | Unleaded gasoline | Unleaded gasoline | Retail | Fiberglass coated steel, Single Wall | Single Wall | Coated & cathodic protection (sti-P3) |  | Double Wall, Flexible |  | 1901-01-01 |  | Catchment Basin, Single walled catchment basin | Flow Rest 90% Full | Flow Rest 90% Full |  |  | Continuous Automatic Tank Gauge |  | Automatic flow restrictor (MLLD), Automatic shutoff device (AELLD) | Automatic shutoff device (AELLD) |  |  | Annual line testing | Annual line testing |  | UST Currently In Use: 2; UST Temp Close: 0; AST Currently In Use: 0; AST Temp Closed: 0 | 2 | 0 | 0 | 25244-089-017629 | MEX NORTH ALABAMA, LLC.
46165 | Currently in Use |  | 1995-12-15 |  | Petroleum | Premium gasoline | Premium gasoline | Retail | Fiberglass coated steel, Single Wall | Single Wall | Coated & cathodic protection (sti-P3) |  | Double Wall, Flexible |  | 1901-01-01 |  | Catchment Basin, Single walled catchment basin | Flow Rest 90% Full | Flow Rest 90% Full |  |  | Continuous Automatic Tank Gauge |  | Automatic flow restrictor (MLLD), Automatic shutoff device (AELLD) | Automatic shutoff device (AELLD) |  |  | Annual line testing | Annual line testing |  | UST Currently In Use: 2; UST Temp Close: 0; AST Currently In Use: 0; AST Temp Closed: 0 | 2 | 0 | 0 | 25244-089-017629 | MEX NORTH ALABAMA, LLC.
46166 | Permanently Closed | 2002-02-27 | 1966-01-01 | 2002-02-27 | Petroleum | Unleaded gasoline | Unleaded gasoline | Bulk facility, Emergency Power Generator | Steel | Steel |  | Painted or None | Steel |  | 1901-01-01 | [15 empty] | UST Currently In Use: 0; UST Temp Close: 0; AST Currently In Use: 0; AST Temp Closed: 0 | 0 | 0 | 1 | 20020-101-017632 | CROWNE INVESTMENTS INC
46167 | Permanently Closed | 1997-01-01 | 1988-01-01 | 1997-07-08 | Petroleum | Used oil | Used oil | [5 empty] | Other, NO PIPING |  | 1901-01-01 | Other, NO PIPING | [5 empty] | Manual Tank Gauging (only tanks 1000 gal. or less and 48” or 64” in diameter) | [5 empty] | Annual line testing | Annual line testing |  | UST Currently In Use: 0; UST Temp Close: 0; AST Currently In Use: 0; AST Temp Closed: 0 | 0 | 0 | 5 | 10180-097-001723 | ALLEN BRIGGS
46168 | Permanently Closed | 2021-05-20 | 1994-09-01 | 2021-12-15 | Petroleum | On road diesel | On road diesel | Emergency Power Generator, State/Federal Government | Double Wall, Fiberglass reinforced plastic | Fiberglass reinforced plastic |  |  | Double Wall, Fiberglass reinforced plastic |  | 1901-01-01 |  | Catchment Basin, Single walled catchment basin | Automatic shutoff device At 95% full | Automatic shutoff device At 95% full | Interstitial Monitoring within Secondary Containment |  | Automatic Tank Gauge | [8 empty] | UST Currently In Use: 0; UST Temp Close: 0; AST Currently In Use: 13; AST Temp Closed: 0 | 0 | 0 | 11 | 15158-125-001921 | TUSCALOOSA V A MEDICAL CENTER
46169 | Currently in Use |  | 1994-08-15 |  | Petroleum | Unleaded gasoline | Unleaded gasoline | Retail | Steel | Steel | Coated & cathodic protection (sti-P3) |  | Fiberglass reinforced plastic |  |  |  | Catchment Basin, Single walled catchment basin | Flow Rest 90% Full | Flow Rest 90% Full |  |  | Automatic Tank Gauge |  | Automatic flow restrictor (MLLD), Containment Sump | Containment Sump |  |  | Annual line testing | Annual line testing |  | UST Currently In Use: 2; UST Temp Close: 1; AST Currently In Use: 0; AST Temp Closed: 0 | 2 | 1 | 0 | 20021-065-011321 | DAVID EPPERSON
46170 | Currently in Use |  | 1994-08-15 |  | Petroleum | Unleaded gasoline | Unleaded gasoline | Retail | Steel | Steel | Coated & cathodic protection (sti-P3) |  | Fiberglass reinforced plastic |  |  |  | Catchment Basin, Single walled catchment basin | Flow Rest 90% Full | Flow Rest 90% Full |  |  | Automatic Tank Gauge |  | Automatic flow restrictor (MLLD), Containment Sump | Containment Sump |  |  | Annual line testing | Annual line testing |  | UST Currently In Use: 2; UST Temp Close: 1; AST Currently In Use: 0; AST Temp Closed: 0 | 2 | 1 | 0 | 20021-065-011321 | DAVID EPPERSON
46171 | Currently in Use |  | 1995-12-01 |  | Petroleum | Mid-grade gasoline | Mid-grade gasoline | Retail | Steel | Steel | Coated & cathodic protection (sti-P3) |  | Fiberglass reinforced plastic |  |  |  | Catchment Basin, Single walled catchment basin | Automatic shutoff device At 95% full | Automatic shutoff device At 95% full |  |  | Continuous Automatic Tank Gauge |  | Automatic shutoff device (AELLD) | Automatic shutoff device (AELLD) |  |  | Annual line testing | Annual line testing |  | UST Currently In Use: 3; UST Temp Close: 0; AST Currently In Use: 0; AST Temp Closed: 0 | 3 | 0 | 2 | 24225-003-007833 | S & M CROSSROADS, LLC
46172 | Temporary Closed | 2015-07-20 | 1995-10-24 |  | Petroleum | Unleaded gasoline | Unleaded gasoline | Retail | Steel | Steel | Coated & cathodic protection (sti-P3), Field installed cathodic protection |  | Fiberglass reinforced plastic |  |  |  | Catchment Basin, Single walled catchment basin | Automatic shutoff device At 95% full | Automatic shutoff device At 95% full |  |  | Statistical Inventory Reconciliation (SIR) |  | Automatic flow restrictor (MLLD) | Automatic flow restrictor (MLLD) |  |  | Annual line testing, Statistical inventory reconciliation (SIR) | Statistical inventory reconciliation (SIR) |  | UST Currently In Use: 0; UST Temp Close: 4; AST Currently In Use: 0; AST Temp Closed: 0 | 0 | 4 | 0 | 23149-003-001389 | PICK & SAVE FOOD MART
46173 | Currently in Use |  | 1996-01-10 |  | Petroleum | Unleaded gasoline | Unleaded gasoline | Retail | Single Wall, Steel | Steel | Coated & cathodic protection (sti-P3) |  | Double Wall, Steel, FGL COATED |  |  | Isolated or Above Ground | Catchment Basin, Single walled catchment basin | Automatic shutoff device At 95% full | Automatic shutoff device At 95% full |  |  | Continuous Automatic Tank Gauge |  | Automatic shutoff device (AELLD), Containment Sump | Containment Sump | [5 empty] | UST Currently In Use: 2; UST Temp Close: 0; AST Currently In Use: 0; AST Temp Closed: 0 | 2 | 0 | 3 | 15420-027-003261 | MAPCO EXPRESS, LLC
46174 | Currently in Use |  | 1996-01-10 |  | Petroleum | Premium gasoline | Premium gasoline | Retail | Single Wall, Steel | Steel | Coated & cathodic protection (sti-P3) |  | Double Wall, Steel, FGL COATED |  |  | Isolated or Above Ground | Catchment Basin, Single walled catchment basin | Automatic shutoff device At 95% full | Automatic shutoff device At 95% full |  |  | Continuous Automatic Tank Gauge |  | Automatic shutoff device (AELLD), Containment Sump | Containment Sump | [5 empty] | UST Currently In Use: 2; UST Temp Close: 0; AST Currently In Use: 0; AST Temp Closed: 0 | 2 | 0 | 3 | 15420-027-003261 | MAPCO EXPRESS, LLC
46175 | Permanently Closed | 1995-10-18 | 1983-07-08 | 1997-10-18 | Petroleum | Unleaded gasoline | Unleaded gasoline | Retail | Steel | Steel |  | Painted or None | Steel |  | 1901-01-01 | [15 empty] | UST Currently In Use: 3; UST Temp Close: 0; AST Currently In Use: 0; AST Temp Closed: 0 | 3 | 0 | 3 | 22955-015-015813 | RENEE WINKS
46176 | Permanently Closed | 1995-10-18 | 1983-07-08 | 1997-10-18 | Petroleum | Unleaded gasoline | Unleaded gasoline | Retail | Steel | Steel |  | Painted or None | Steel |  | 1901-01-01 | [15 empty] | UST Currently In Use: 3; UST Temp Close: 0; AST Currently In Use: 0; AST Temp Closed: 0 | 3 | 0 | 3 | 22955-015-015813 | RENEE WINKS
46177 | Permanently Closed | 1995-10-18 | 1983-07-08 | 1997-10-18 | Petroleum | On road diesel | On road diesel | Retail | Steel | Steel |  | Painted or None | Steel |  | 1901-01-01 | [15 empty] | UST Currently In Use: 3; UST Temp Close: 0; AST Currently In Use: 0; AST Temp Closed: 0 | 3 | 0 | 3 | 22955-015-015813 | RENEE WINKS
46178 | Currently in Use |  | 1995-11-03 |  | Petroleum | Unleaded gasoline | Unleaded gasoline | Industrial | Fiberglass reinforced plastic, Single Wall | Single Wall |  |  | Fiberglass reinforced plastic, Single Wall |  |  |  | Catchment Basin, Single walled catchment basin | Automatic shutoff device At 95% full | Automatic shutoff device At 95% full |  |  | Continuous Automatic Tank Gauge | Direct Bury submersible pump | [7 empty] | UST Currently In Use: 3; UST Temp Close: 0; AST Currently In Use: 0; AST Temp Closed: 0 | 3 | 0 | 6 | 11407-103-001098 | COCA COLA OF DECATUR
46179 | Currently in Use |  | 1995-11-03 |  | Petroleum | Premium gasoline | Premium gasoline | Industrial | Fiberglass reinforced plastic, Single Wall | Single Wall |  |  | Fiberglass reinforced plastic, Single Wall |  |  |  | Catchment Basin, Single walled catchment basin | Automatic shutoff device At 95% full | Automatic shutoff device At 95% full |  |  | Continuous Automatic Tank Gauge | Direct Bury submersible pump | [7 empty] | UST Currently In Use: 3; UST Temp Close: 0; AST Currently In Use: 0; AST Temp Closed: 0 | 3 | 0 | 6 | 11407-103-001098 | COCA COLA OF DECATUR
46180 | Currently in Use |  | 1995-11-03 |  | Petroleum | On road diesel | On road diesel | Industrial | Fiberglass reinforced plastic, Single Wall | Single Wall |  |  | Fiberglass reinforced plastic, Single Wall |  |  |  | Catchment Basin, Single walled catchment basin | Automatic shutoff device At 95% full | Automatic shutoff device At 95% full |  |  | Continuous Automatic Tank Gauge | Direct Bury submersible pump | [7 empty] | UST Currently In Use: 3; UST Temp Close: 0; AST Currently In Use: 0; AST Temp Closed: 0 | 3 | 0 | 6 | 11407-103-001098 | COCA COLA OF DECATUR
46181 | Currently in Use |  | 1995-11-13 |  | Petroleum | Unleaded gasoline | Unleaded gasoline | Retail | Steel | Steel | Coated & cathodic protection (sti-P3) |  | Double Wall, Flexible |  |  |  | Catchment Basin, Single walled catchment basin | Automatic shutoff device At 95% full | Automatic shutoff device At 95% full |  |  | Continuous Automatic Tank Gauge |  | Automatic flow restrictor (MLLD), Containment Sump | Containment Sump |  | SENSOR TO ATG | Annual line testing | Annual line testing |  | UST Currently In Use: 3; UST Temp Close: 0; AST Currently In Use: 0; AST Temp Closed: 0 | 3 | 0 | 0 | 24361-003-017635 | DIXIE OAKS INC
46182 | Currently in Use |  | 1995-11-13 |  | Petroleum | Premium gasoline | Premium gasoline | Retail | Steel | Steel | Coated & cathodic protection (sti-P3) |  | Double Wall, Flexible |  |  |  | Catchment Basin, Single walled catchment basin | Automatic shutoff device At 95% full | Automatic shutoff device At 95% full |  |  | Continuous Automatic Tank Gauge |  | Automatic flow restrictor (MLLD), Containment Sump | Containment Sump |  |  | Annual line testing | Annual line testing |  | UST Currently In Use: 3; UST Temp Close: 0; AST Currently In Use: 0; AST Temp Closed: 0 | 3 | 0 | 0 | 24361-003-017635 | DIXIE OAKS INC
46183 | Currently in Use |  | 1995-08-02 |  | Petroleum | Unleaded gasoline | Unleaded gasoline | Retail | Steel | Steel | Coated & cathodic protection (sti-P3) |  | Fiberglass reinforced plastic |  |  |  | Catchment Basin, Single walled catchment basin | Automatic shutoff device At 95% full | Automatic shutoff device At 95% full |  |  | Continuous Automatic Tank Gauge |  | Automatic shutoff device (AELLD), Containment Sump | Containment Sump |  |  | Continuous alarm system | Continuous alarm system |  | UST Currently In Use: 2; UST Temp Close: 0; AST Currently In Use: 0; AST Temp Closed: 0 | 2 | 0 | 0 | 10182-123-017636 | ALLEN OIL CO
46184 | Currently in Use |  | 1995-08-02 |  | Petroleum | Premium gasoline | Premium gasoline | Retail | Steel | Steel | Coated & cathodic protection (sti-P3) |  | Fiberglass reinforced plastic |  |  |  | Catchment Basin, Single walled catchment basin | Automatic shutoff device At 95% full | Automatic shutoff device At 95% full |  |  | Continuous Automatic Tank Gauge |  | Automatic shutoff device (AELLD), Containment Sump | Containment Sump |  |  | Continuous alarm system | Continuous alarm system |  | UST Currently In Use: 2; UST Temp Close: 0; AST Currently In Use: 0; AST Temp Closed: 0 | 2 | 0 | 0 | 10182-123-017636 | ALLEN OIL CO
46185 | Temporary Closed | 2019-07-25 | 1995-10-15 |  | Petroleum | Unleaded gasoline | Unleaded gasoline | Retail | Fiberglass coated steel | Fiberglass coated steel |  |  | Fiberglass reinforced plastic, DBL |  | 1901-01-01 | None | Catchment Basin, Single walled catchment basin | Automatic shutoff device At 95% full, Flow Rest 90% Full | Flow Rest 90% Full |  |  | Automatic Tank Gauge |  | Automatic flow restrictor (MLLD) | Automatic flow restrictor (MLLD) |  |  | Annual line testing | Annual line testing |  | UST Currently In Use: 0; UST Temp Close: 3; AST Currently In Use: 0; AST Temp Closed: 0 | 0 | 3 | 2 | 19898-067-006268 | PETRO SOUTH INC
46188 | Temporary Closed | 2019-07-25 | 1995-10-15 |  | Petroleum | Premium gasoline | Premium gasoline | Retail | Fiberglass coated steel | Fiberglass coated steel |  |  | Fiberglass reinforced plastic, DBL |  | 1901-01-01 | None | Catchment Basin, Single walled catchment basin | Automatic shutoff device At 95% full, Flow Rest 90% Full | Flow Rest 90% Full |  |  | Automatic Tank Gauge, Statistical Inventory Reconciliation (SIR) |  | Automatic flow restrictor (MLLD) | Automatic flow restrictor (MLLD) |  |  | Annual line testing | Annual line testing |  | UST Currently In Use: 0; UST Temp Close: 3; AST Currently In Use: 0; AST Temp Closed: 0 | 0 | 3 | 2 | 19898-067-006268 | PETRO SOUTH INC
46189 | Currently in Use |  | 1995-12-28 |  | Petroleum | Unleaded gasoline | Unleaded gasoline | Retail | Fiberglass reinforced plastic | Fiberglass reinforced plastic |  |  | Fiberglass reinforced plastic |  | 1901-01-01 |  | Catchment Basin, Single walled catchment basin | Automatic shutoff device At 95% full | Automatic shutoff device At 95% full |  | SENSOR TO ATG | Continuous Automatic Tank Gauge |  | Automatic flow restrictor (MLLD), Containment Sump | Containment Sump | Interstitial Monitoring within Secondary Containment | SENSOR TO ATG | Annual line testing, Continuous alarm system | Continuous alarm system |  | UST Currently In Use: 3; UST Temp Close: 0; AST Currently In Use: 0; AST Temp Closed: 0 | 3 | 0 | 0 | 23982-039-017637 | CENERGY OIL AND GAS
46192 | Currently in Use |  | 1995-12-28 |  | Petroleum | On road diesel | On road diesel | Retail | Fiberglass reinforced plastic | Fiberglass reinforced plastic |  |  | Fiberglass reinforced plastic |  | 1901-01-01 |  | Catchment Basin, Single walled catchment basin | Automatic shutoff device At 95% full | Automatic shutoff device At 95% full |  | SENSOR TO ATG | Continuous Automatic Tank Gauge |  | Automatic flow restrictor (MLLD), Containment Sump | Containment Sump | Interstitial Monitoring within Secondary Containment | SENSOR TO ATG | Annual line testing, Continuous alarm system | Continuous alarm system |  | UST Currently In Use: 3; UST Temp Close: 0; AST Currently In Use: 0; AST Temp Closed: 0 | 3 | 0 | 0 | 23982-039-017637 | CENERGY OIL AND GAS
46193 | Currently in Use |  | 1995-10-01 |  | Petroleum | Unleaded gasoline | Unleaded gasoline | Retail | Fiberglass reinforced plastic | Fiberglass reinforced plastic |  |  | Fiberglass reinforced plastic |  | 1901-01-01 | None | Catchment Basin, Single walled catchment basin | Automatic shutoff device At 95% full | Automatic shutoff device At 95% full |  |  | Automatic Tank Gauge |  | Containment Sump, MANIFOLDED | Containment Sump |  |  | Other, MANIFOLDED | Other |  | UST Currently In Use: 3; UST Temp Close: 0; AST Currently In Use: 0; AST Temp Closed: 0 | 3 | 0 | 0 | 22565-101-017638 | MADHUR LLC
46196 | Currently in Use |  | 1995-10-01 |  | Petroleum | Unleaded gasoline | Unleaded gasoline | Retail | Fiberglass reinforced plastic | Fiberglass reinforced plastic |  |  | Fiberglass reinforced plastic |  | 1901-01-01 | None | Catchment Basin, Single walled catchment basin | Automatic shutoff device At 95% full | Automatic shutoff device At 95% full |  |  | Automatic Tank Gauge |  | Automatic flow restrictor (MLLD), Containment Sump | Containment Sump |  |  | Annual line testing | Annual line testing |  | UST Currently In Use: 3; UST Temp Close: 0; AST Currently In Use: 0; AST Temp Closed: 0 | 3 | 0 | 0 | 22565-101-017638 | MADHUR LLC
46199 | Currently in Use |  | 1995-10-01 |  | Petroleum | Premium gasoline | Premium gasoline | Retail | Fiberglass reinforced plastic | Fiberglass reinforced plastic |  |  | Fiberglass reinforced plastic |  | 1901-01-01 | None | Catchment Basin, Single walled catchment basin | Automatic shutoff device At 95% full | Automatic shutoff device At 95% full |  |  | Automatic Tank Gauge |  | Automatic flow restrictor (MLLD), Containment Sump | Containment Sump |  |  | Annual line testing | Annual line testing |  | UST Currently In Use: 3; UST Temp Close: 0; AST Currently In Use: 0; AST Temp Closed: 0 | 3 | 0 | 0 | 22565-101-017638 | MADHUR LLC
46200 | Currently in Use |  | 1996-01-29 |  | Petroleum | Unleaded gasoline | Unleaded gasoline | Retail | Fiberglass reinforced plastic, Single Wall | Single Wall |  |  | Double Wall, Flexible, APT |  |  |  | Catchment Basin, Single walled catchment basin | Automatic shutoff device At 95% full, Flow Rest 90% Full | Flow Rest 90% Full |  |  | Continuous Automatic Tank Gauge | Single walled submersible pump containment sump | Automatic flow restrictor (MLLD), Containment Sump | Containment Sump |  |  | Annual line testing | Annual line testing |  | UST Currently In Use: 4; UST Temp Close: 1; AST Currently In Use: 0; AST Temp Closed: 0 | 4 | 1 | 6 | 24444-103-007167 | LEWIS & RAULERSON, INC.
46201 | Temporary Closed | 2015-06-01 | 1996-01-29 |  | Petroleum | Mid-grade gasoline | Mid-grade gasoline | Retail | Fiberglass reinforced plastic, Single Wall | Single Wall |  |  | Double Wall, Flexible |  | 1901-01-01 |  | Catchment Basin, Single walled catchment basin | Automatic shutoff device At 95% full, Flow Rest 90% Full | Flow Rest 90% Full |  |  | Continuous Automatic Tank Gauge | Single walled submersible pump containment sump | Automatic flow restrictor (MLLD), Containment Sump | Containment Sump |  |  | Annual line testing | Annual line testing |  | UST Currently In Use: 4; UST Temp Close: 1; AST Currently In Use: 0; AST Temp Closed: 0 | 4 | 1 | 6 | 24444-103-007167 | LEWIS & RAULERSON, INC.
46202 | Currently in Use |  | 1996-01-29 |  | Petroleum | Premium gasoline | Premium gasoline | Retail | Fiberglass reinforced plastic, Single Wall | Single Wall |  |  | Double Wall, Flexible |  |  |  | Catchment Basin, Single walled catchment basin | Automatic shutoff device At 95% full, Flow Rest 90% Full | Flow Rest 90% Full |  |  | Continuous Automatic Tank Gauge | Single walled submersible pump containment sump | Automatic flow restrictor (MLLD), Containment Sump | Containment Sump |  |  | Annual line testing | Annual line testing |  | UST Currently In Use: 4; UST Temp Close: 1; AST Currently In Use: 0; AST Temp Closed: 0 | 4 | 1 | 6 | 24444-103-007167 | LEWIS & RAULERSON, INC.
46203 | Currently in Use |  | 1996-01-29 |  | Petroleum | On road diesel | On road diesel | Retail | Fiberglass reinforced plastic, Single Wall | Single Wall |  |  | Double Wall, Flexible |  |  |  | Catchment Basin, Single walled catchment basin | Automatic shutoff device At 95% full, Flow Rest 90% Full | Flow Rest 90% Full |  |  | Continuous Automatic Tank Gauge | Single walled submersible pump containment sump | Automatic flow restrictor (MLLD), Containment Sump | Containment Sump |  |  | Annual line testing | Annual line testing |  | UST Currently In Use: 4; UST Temp Close: 1; AST Currently In Use: 0; AST Temp Closed: 0 | 4 | 1 | 6 | 24444-103-007167 | LEWIS & RAULERSON, INC.
46204 | Currently in Use |  | 1996-01-29 |  | Petroleum | On road diesel | On road diesel | Retail | Fiberglass reinforced plastic, Single Wall | Single Wall |  |  | Double Wall, Flexible |  |  |  | Catchment Basin, Single walled catchment basin | Automatic shutoff device At 95% full, Flow Rest 90% Full | Flow Rest 90% Full |  |  | Continuous Automatic Tank Gauge | Single walled submersible pump containment sump | Automatic flow restrictor (MLLD), Containment Sump | Containment Sump |  |  | Annual line testing | Annual line testing |  | UST Currently In Use: 4; UST Temp Close: 1; AST Currently In Use: 0; AST Temp Closed: 0 | 4 | 1 | 6 | 24444-103-007167 | LEWIS & RAULERSON, INC.
46205 | Permanently Closed | 2019-10-31 | 1996-02-26 | 2020-04-07 | Petroleum | On road diesel | On road diesel | Retail | Steel | Steel | Coated & cathodic protection (sti-P3) |  | Fiberglass reinforced plastic |  |  |  | Catchment Basin, Single walled catchment basin | Flow Rest 90% Full | Flow Rest 90% Full |  |  | Automatic Tank Gauge |  | Automatic flow restrictor (MLLD) | Automatic flow restrictor (MLLD) |  |  | Annual line testing | Annual line testing |  | UST Currently In Use: 0; UST Temp Close: 0; AST Currently In Use: 0; AST Temp Closed: 0 | 0 | 0 | 6 | 17328-091-004897 | A W COMPTON AND SON
46206 | Permanently Closed | 1997-06-12 | 1985-01-01 | 1997-06-12 | Petroleum | Kerosene | Kerosene | Retail | Steel | Steel |  | Painted or None | Steel |  | 1901-01-01 |  |  | Automatic shutoff device At 95% full | Automatic shutoff device At 95% full | [11 empty] | UST Currently In Use: 0; UST Temp Close: 2; AST Currently In Use: 0; AST Temp Closed: 0 | 0 | 2 | 6 | 20463-117-012461 | JAMES S. DAWSON AND SUSAN J.
46207 | Currently in Use |  | 1996-11-15 |  | Petroleum | Unleaded gasoline | Unleaded gasoline | Retail | Fiberglass reinforced plastic, Single Wall | Single Wall |  |  | Double Wall, Fiberglass reinforced plastic |  | 1901-01-01 |  | Catchment Basin, Single walled catchment basin | Audible high level alarm At 90% full, Flow Rest 90% Full | Flow Rest 90% Full |  |  | Continuous Automatic Tank Gauge |  | Automatic flow restrictor (MLLD), Containment Sump | Containment Sump | Interstitial Monitoring within Secondary Containment | SENSOR TO ATG | Annual line testing, Continuous alarm system | Continuous alarm system |  | UST Currently In Use: 3; UST Temp Close: 2; AST Currently In Use: 0; AST Temp Closed: 0 | 3 | 2 | 0 | 25064-089-017640 | DQ TEXACO SHAYONA 101, INC.
46208 | Temporary Closed | 2015-06-01 | 1996-11-15 |  | Petroleum | Mid-grade gasoline | Mid-grade gasoline | Retail | Fiberglass reinforced plastic, Single Wall | Single Wall |  |  | Double Wall, Fiberglass reinforced plastic |  | 1901-01-01 |  | Catchment Basin, Single walled catchment basin | Flow Rest 90% Full | Flow Rest 90% Full |  |  | Continuous Automatic Tank Gauge |  | Automatic flow restrictor (MLLD), Containment Sump | Containment Sump | Interstitial Monitoring within Secondary Containment | SENSOR TO ATG | Continuous alarm system | Continuous alarm system |  | UST Currently In Use: 3; UST Temp Close: 2; AST Currently In Use: 0; AST Temp Closed: 0 | 3 | 2 | 0 | 25064-089-017640 | DQ TEXACO SHAYONA 101, INC.
46209 | Currently in Use |  | 1996-11-15 |  | Petroleum | Premium gasoline | Premium gasoline | Retail | Fiberglass reinforced plastic, Single Wall | Single Wall |  |  | Double Wall, Fiberglass reinforced plastic |  | 1901-01-01 |  | Catchment Basin, Single walled catchment basin | Audible high level alarm At 90% full, Flow Rest 90% Full | Flow Rest 90% Full |  |  | Continuous Automatic Tank Gauge |  | Automatic flow restrictor (MLLD), Containment Sump | Containment Sump |  |  | Annual line testing | Annual line testing |  | UST Currently In Use: 3; UST Temp Close: 2; AST Currently In Use: 0; AST Temp Closed: 0 | 3 | 2 | 0 | 25064-089-017640 | DQ TEXACO SHAYONA 101, INC.
46210 | Currently in Use |  | 1996-11-15 |  | Petroleum | On road diesel | On road diesel | Retail | Fiberglass reinforced plastic, Single Wall | Single Wall |  |  | Double Wall, Fiberglass reinforced plastic |  | 1901-01-01 |  | Catchment Basin, Single walled catchment basin | Audible high level alarm At 90% full, Flow Rest 90% Full | Flow Rest 90% Full |  |  | Continuous Automatic Tank Gauge |  | Automatic flow restrictor (MLLD), Containment Sump | Containment Sump | Interstitial Monitoring within Secondary Containment | SENSOR TO ATG | Annual line testing, Continuous alarm system | Continuous alarm system |  | UST Currently In Use: 3; UST Temp Close: 2; AST Currently In Use: 0; AST Temp Closed: 0 | 3 | 2 | 0 | 25064-089-017640 | DQ TEXACO SHAYONA 101, INC.
46211 | Temporary Closed | 2024-01-01 | 1996-11-15 |  | Petroleum | Kerosene | Kerosene | Retail | Fiberglass reinforced plastic, Single Wall | Single Wall |  |  | Fiberglass reinforced plastic |  | 1901-01-01 |  | Catchment Basin, Single walled catchment basin | Flow Rest 90% Full | Flow Rest 90% Full |  |  | Continuous Automatic Tank Gauge | [8 empty] | UST Currently In Use: 3; UST Temp Close: 2; AST Currently In Use: 0; AST Temp Closed: 0 | 3 | 2 | 0 | 25064-089-017640 | DQ TEXACO SHAYONA 101, INC.
46212 | Currently in Use |  | 1901-01-01 |  | Petroleum | Unleaded gasoline | Unleaded gasoline | Retail | Single Wall, Steel | Steel | Coated & cathodic protection (sti-P3) |  | Fiberglass reinforced plastic, Single Wall |  |  | Other, FLXS ISOLA | Catchment Basin, Single walled catchment basin | Flow Rest 90% Full | Flow Rest 90% Full |  |  | Continuous Automatic Tank Gauge |  | Automatic flow restrictor (MLLD) | Automatic flow restrictor (MLLD) |  |  | Annual line testing | Annual line testing |  | UST Currently In Use: 5; UST Temp Close: 0; AST Currently In Use: 0; AST Temp Closed: 0 | 5 | 0 | 0 | 24596-127-017641 | HOLDEN ENERGY LLC
46213 | Currently in Use |  | 1901-01-01 |  | Petroleum | Premium gasoline | Premium gasoline | Retail | Single Wall, Steel | Steel | Coated & cathodic protection (sti-P3) |  | Fiberglass reinforced plastic, Single Wall |  |  | Other, FLXS ISOLA | Catchment Basin, Single walled catchment basin | Flow Rest 90% Full | Flow Rest 90% Full |  |  | Continuous Automatic Tank Gauge |  | Automatic flow restrictor (MLLD) | Automatic flow restrictor (MLLD) |  |  | Annual line testing | Annual line testing |  | UST Currently In Use: 5; UST Temp Close: 0; AST Currently In Use: 0; AST Temp Closed: 0 | 5 | 0 | 0 | 24596-127-017641 | HOLDEN ENERGY LLC
46214 | Currently in Use |  | 1901-01-01 |  | Petroleum | On road diesel | On road diesel | Retail | Single Wall, Steel | Steel | Coated & cathodic protection (sti-P3) |  | Fiberglass reinforced plastic, Single Wall |  |  | Other, FLXS ISOLA | Catchment Basin, Single walled catchment basin | Flow Rest 90% Full | Flow Rest 90% Full |  |  | Continuous Automatic Tank Gauge |  | Automatic flow restrictor (MLLD) | Automatic flow restrictor (MLLD) |  |  | Annual line testing | Annual line testing |  | UST Currently In Use: 5; UST Temp Close: 0; AST Currently In Use: 0; AST Temp Closed: 0 | 5 | 0 | 0 | 24596-127-017641 | HOLDEN ENERGY LLC
46215 | Currently in Use |  | 1901-01-01 |  | Petroleum | Mid-grade gasoline | Mid-grade gasoline | Retail | Single Wall, Steel | Steel | Coated & cathodic protection (sti-P3) |  | Fiberglass reinforced plastic, Single Wall |  |  | Other, FLXS ISOLA | Catchment Basin, Single walled catchment basin | Flow Rest 90% Full | Flow Rest 90% Full |  |  | Continuous Automatic Tank Gauge |  | Automatic flow restrictor (MLLD) | Automatic flow restrictor (MLLD) |  |  | Annual line testing | Annual line testing |  | UST Currently In Use: 5; UST Temp Close: 0; AST Currently In Use: 0; AST Temp Closed: 0 | 5 | 0 | 0 | 24596-127-017641 | HOLDEN ENERGY LLC
46216 | Currently in Use |  | 1994-12-01 |  | Petroleum | Unleaded gasoline | Unleaded gasoline | Retail | Fiberglass reinforced plastic, Single Wall | Single Wall |  |  | Double Wall, Flexible |  | 1901-01-01 |  | Catchment Basin, Single walled catchment basin | Flow Rest 90% Full | Flow Rest 90% Full |  |  | Automatic Tank Gauge |  | Automatic flow restrictor (MLLD) | Automatic flow restrictor (MLLD) |  |  | Annual line testing | Annual line testing |  | UST Currently In Use: 4; UST Temp Close: 0; AST Currently In Use: 0; AST Temp Closed: 0 | 4 | 0 | 0 | 23533-083-017642 | BK, LLC
46217 | Currently in Use |  | 1994-12-01 |  | Petroleum | Premium gasoline | Premium gasoline | Retail | Fiberglass reinforced plastic, Single Wall | Single Wall |  |  | Double Wall, Flexible |  | 1901-01-01 |  | Catchment Basin, Single walled catchment basin | Flow Rest 90% Full | Flow Rest 90% Full |  |  | Automatic Tank Gauge |  | Automatic flow restrictor (MLLD) | Automatic flow restrictor (MLLD) |  |  | Annual line testing | Annual line testing |  | UST Currently In Use: 4; UST Temp Close: 0; AST Currently In Use: 0; AST Temp Closed: 0 | 4 | 0 | 0 | 23533-083-017642 | BK, LLC
46218 | Currently in Use |  | 1994-12-01 |  | Petroleum | On road diesel | On road diesel | Retail | Fiberglass reinforced plastic, Single Wall | Single Wall |  |  | Fiberglass reinforced plastic, Single Wall |  | 1901-01-01 |  | Catchment Basin, Single walled catchment basin | Flow Rest 90% Full | Flow Rest 90% Full |  |  | Automatic Tank Gauge | [8 empty] | UST Currently In Use: 4; UST Temp Close: 0; AST Currently In Use: 0; AST Temp Closed: 0 | 4 | 0 | 0 | 23533-083-017642 | BK, LLC
46219 | Currently in Use | 2018-05-01 | 1994-12-01 |  | Petroleum | Ethanol free gasoline | Ethanol free gasoline | Retail | Fiberglass reinforced plastic, Single Wall | Single Wall |  |  | Fiberglass reinforced plastic, Single Wall |  | 1901-01-01 |  | Catchment Basin, Single walled catchment basin | Flow Rest 90% Full | Flow Rest 90% Full |  |  | Automatic Tank Gauge | [8 empty] | UST Currently In Use: 4; UST Temp Close: 0; AST Currently In Use: 0; AST Temp Closed: 0 | 4 | 0 | 0 | 23533-083-017642 | BK, LLC
46220 | Currently in Use |  | 1988-09-13 |  | Petroleum | Unleaded gasoline | Unleaded gasoline | Local government | Steel | Steel | Coated & cathodic protection (sti-P3) |  | Double Wall, Flexible | APT |  |  | Catchment Basin, Single walled catchment basin | Automatic shutoff device At 95% full | Automatic shutoff device At 95% full |  |  | Automatic Tank Gauge | [8 empty] | UST Currently In Use: 3; UST Temp Close: 0; AST Currently In Use: 0; AST Temp Closed: 0 | 3 | 0 | 0 | 11243-037-017653 | COOSA COUNTY COMMISSION
46221 | Currently in Use |  | 1988-09-13 |  | Petroleum | Other, OFFROAD | Other | Local government | Steel | Steel | Coated & cathodic protection (sti-P3) |  | Double Wall, Flexible | APT |  |  | Catchment Basin, Single walled catchment basin | Automatic shutoff device At 95% full | Automatic shutoff device At 95% full |  |  | Automatic Tank Gauge | [8 empty] | UST Currently In Use: 3; UST Temp Close: 0; AST Currently In Use: 0; AST Temp Closed: 0 | 3 | 0 | 0 | 11243-037-017653 | COOSA COUNTY COMMISSION
46222 | Currently in Use |  | 1988-09-13 |  | Petroleum | On road diesel | On road diesel | Local government | Steel | Steel | Coated & cathodic protection (sti-P3) |  | Double Wall, Flexible | APT |  |  | Catchment Basin, Single walled catchment basin | Automatic shutoff device At 95% full | Automatic shutoff device At 95% full |  |  | Automatic Tank Gauge | [8 empty] | UST Currently In Use: 3; UST Temp Close: 0; AST Currently In Use: 0; AST Temp Closed: 0 | 3 | 0 | 0 | 11243-037-017653 | COOSA COUNTY COMMISSION
46223 | Currently in Use |  | 1995-10-15 |  | Petroleum | Unleaded gasoline | Unleaded gasoline | Retail | Single Wall, Steel | Steel | Coated & cathodic protection (sti-P3), Field installed cathodic protection |  | Double Wall, Fiberglass reinforced plastic |  |  |  | Catchment Basin, Single walled catchment basin | Flow Rest 90% Full | Flow Rest 90% Full |  |  | Continuous Automatic Tank Gauge |  | Automatic shutoff device (AELLD), Containment Sump | Containment Sump |  |  | Continuous alarm system | Continuous alarm system |  | UST Currently In Use: 2; UST Temp Close: 0; AST Currently In Use: 0; AST Temp Closed: 0 | 2 | 0 | 0 | 25265-055-017655 | LGWS/CROSS AMERICA PARTNERS
46224 | Currently in Use |  | 1995-10-15 |  | Petroleum | Premium gasoline | Premium gasoline | Retail | Single Wall, Steel | Steel | Coated & cathodic protection (sti-P3), Field installed cathodic protection |  | Double Wall, Fiberglass reinforced plastic |  |  |  | Catchment Basin, Single walled catchment basin | Flow Rest 90% Full | Flow Rest 90% Full |  |  | Continuous Automatic Tank Gauge |  | Automatic shutoff device (AELLD), Containment Sump | Containment Sump |  |  | Continuous alarm system | Continuous alarm system |  | UST Currently In Use: 2; UST Temp Close: 0; AST Currently In Use: 0; AST Temp Closed: 0 | 2 | 0 | 0 | 25265-055-017655 | LGWS/CROSS AMERICA PARTNERS
46225 | Permanently Closed | 2018-04-03 | 1996-03-01 | 2018-04-03 | Petroleum | Unleaded gasoline | Unleaded gasoline | Retail | Fiberglass reinforced plastic, Single Wall | Single Wall |  |  | Fiberglass reinforced plastic |  | 1901-01-01 |  | Catchment Basin, Single walled catchment basin | Flow Rest 90% Full | Flow Rest 90% Full |  | OTHER | Continuous Automatic Tank Gauge, Other |  | Automatic shutoff device (AELLD), Containment Sump | Containment Sump | [5 empty] | UST Currently In Use: 1; UST Temp Close: 0; AST Currently In Use: 0; AST Temp Closed: 0 | 1 | 0 | 3 | 11230-003-017656 | CONTORNO, INC.
46226 | Permanently Closed | 2018-04-03 | 1996-03-01 | 2018-04-03 | Petroleum | Unleaded gasoline | Unleaded gasoline | Retail | Double Wall, Fiberglass reinforced plastic | Fiberglass reinforced plastic |  |  | Fiberglass reinforced plastic |  | 1901-01-01 |  | Catchment Basin, Single walled catchment basin | Flow Rest 90% Full | Flow Rest 90% Full | Interstitial Monitoring within Secondary Containment | OTHER | Continuous Automatic Tank Gauge, Other |  | Containment Sump, MANIFOLDED | Containment Sump |  |  | Other, MANIFOLDED | Other |  | UST Currently In Use: 1; UST Temp Close: 0; AST Currently In Use: 0; AST Temp Closed: 0 | 1 | 0 | 3 | 11230-003-017656 | CONTORNO, INC.
46227 | Permanently Closed | 2018-04-03 | 1996-03-01 | 2018-04-03 | Petroleum | Premium gasoline | Premium gasoline | Retail | Double Wall, Fiberglass reinforced plastic | Fiberglass reinforced plastic |  |  | Fiberglass reinforced plastic |  | 1901-01-01 |  | Catchment Basin, Single walled catchment basin | Flow Rest 90% Full | Flow Rest 90% Full | Interstitial Monitoring within Secondary Containment | OTHER | Continuous Automatic Tank Gauge, Other |  | Automatic shutoff device (AELLD), Containment Sump | Containment Sump | [5 empty] | UST Currently In Use: 1; UST Temp Close: 0; AST Currently In Use: 0; AST Temp Closed: 0 | 1 | 0 | 3 | 11230-003-017656 | CONTORNO, INC.
46228 | Currently in Use |  | 1991-11-01 |  | Petroleum | Unleaded gasoline | Unleaded gasoline | Retail | Steel | Steel | Coated & cathodic protection (sti-P3) |  | Double Wall, Fiberglass reinforced plastic |  |  |  | Catchment Basin, Single walled catchment basin | Flow Rest 90% Full | Flow Rest 90% Full |  |  | Statistical Inventory Reconciliation (SIR) |  | Automatic flow restrictor (MLLD) | Automatic flow restrictor (MLLD) |  |  | Annual line testing, Statistical inventory reconciliation (SIR) | Statistical inventory reconciliation (SIR) |  | UST Currently In Use: 3; UST Temp Close: 0; AST Currently In Use: 0; AST Temp Closed: 0 | 3 | 0 | 5 | 24465-021-003476 | SRK & NRS LLC
46229 | Currently in Use |  | 1991-11-01 |  | Petroleum | On road diesel | On road diesel | Retail | Steel | Steel | Coated & cathodic protection (sti-P3) |  | Double Wall, Fiberglass reinforced plastic |  |  |  | Catchment Basin, Single walled catchment basin | Flow Rest 90% Full | Flow Rest 90% Full |  |  | Statistical Inventory Reconciliation (SIR) |  | Automatic flow restrictor (MLLD) | Automatic flow restrictor (MLLD) |  |  | Annual line testing, Statistical inventory reconciliation (SIR) | Statistical inventory reconciliation (SIR) |  | UST Currently In Use: 3; UST Temp Close: 0; AST Currently In Use: 0; AST Temp Closed: 0 | 3 | 0 | 5 | 24465-021-003476 | SRK & NRS LLC
46230 | Currently in Use |  | 1991-11-01 |  | Petroleum | Premium gasoline | Premium gasoline | Retail | Steel | Steel | Coated & cathodic protection (sti-P3) |  | Double Wall, Fiberglass reinforced plastic |  |  |  | Catchment Basin, Single walled catchment basin | Flow Rest 90% Full | Flow Rest 90% Full |  |  | Statistical Inventory Reconciliation (SIR) |  | Automatic flow restrictor (MLLD) | Automatic flow restrictor (MLLD) |  |  | Annual line testing, Statistical inventory reconciliation (SIR) | Statistical inventory reconciliation (SIR) |  | UST Currently In Use: 3; UST Temp Close: 0; AST Currently In Use: 0; AST Temp Closed: 0 | 3 | 0 | 5 | 24465-021-003476 | SRK & NRS LLC
46231 | Currently in Use |  | 1993-01-01 |  | Petroleum | Unleaded gasoline | Unleaded gasoline | Retail | Fiberglass reinforced plastic, Single Wall | Single Wall |  |  | Double Wall, Fiberglass reinforced plastic, 2 PIECES |  | 1901-01-01 |  | Catchment Basin, Single walled catchment basin | Automatic shutoff device At 95% full | Automatic shutoff device At 95% full |  |  | Continuous Automatic Tank Gauge |  | Automatic shutoff device (AELLD) | Automatic shutoff device (AELLD) |  |  | Automatic electronic line leak detector (AELLD) | Automatic electronic line leak detector (AELLD) |  | UST Currently In Use: 3; UST Temp Close: 0; AST Currently In Use: 0; AST Temp Closed: 0 | 3 | 0 | 0 | 13526-073-017657 | MOORE OIL COMPANY, INC.
46232 | Currently in Use |  | 1993-01-01 |  | Petroleum | Unleaded gasoline | Unleaded gasoline | Retail | Fiberglass reinforced plastic, Single Wall | Single Wall |  |  | Double Wall, Fiberglass reinforced plastic, 2 PIECES |  | 1901-01-01 |  | Catchment Basin, Single walled catchment basin | Automatic shutoff device At 95% full | Automatic shutoff device At 95% full |  |  | Continuous Automatic Tank Gauge |  | Automatic shutoff device (AELLD) | Automatic shutoff device (AELLD) |  |  | Automatic electronic line leak detector (AELLD) | Automatic electronic line leak detector (AELLD) |  | UST Currently In Use: 3; UST Temp Close: 0; AST Currently In Use: 0; AST Temp Closed: 0 | 3 | 0 | 0 | 13526-073-017657 | MOORE OIL COMPANY, INC.
46233 | Currently in Use |  | 1993-01-01 |  | Petroleum | Premium gasoline | Premium gasoline | Retail | Fiberglass reinforced plastic, Single Wall | Single Wall |  |  | Double Wall, Fiberglass reinforced plastic, 2 PIECES |  | 1901-01-01 |  | Catchment Basin, Single walled catchment basin | Automatic shutoff device At 95% full | Automatic shutoff device At 95% full |  |  | Continuous Automatic Tank Gauge |  | Automatic shutoff device (AELLD) | Automatic shutoff device (AELLD) |  |  | Automatic electronic line leak detector (AELLD) | Automatic electronic line leak detector (AELLD) |  | UST Currently In Use: 3; UST Temp Close: 0; AST Currently In Use: 0; AST Temp Closed: 0 | 3 | 0 | 0 | 13526-073-017657 | MOORE OIL COMPANY, INC.
46234 | Currently in Use |  | 1985-05-01 |  | Petroleum | Unleaded gasoline | Unleaded gasoline | Retail | Single Wall, Steel | Steel | Field installed cathodic protection |  | Double Wall, Fiberglass reinforced plastic |  |  |  | Catchment Basin, Single walled catchment basin | Automatic shutoff device At 95% full, Flow Rest 90% Full | Flow Rest 90% Full |  |  | Continuous Automatic Tank Gauge |  | Automatic shutoff device (AELLD), Containment Sump | Containment Sump | Interstitial Monitoring within Secondary Containment |  |  |  |  | UST Currently In Use: 4; UST Temp Close: 0; AST Currently In Use: 0; AST Temp Closed: 0 | 4 | 0 | 0 | 23806-115-017658 | ROYAL INVESTMENT GROUP LLC
46235 | Currently in Use |  | 1985-05-01 |  | Petroleum | Premium gasoline | Premium gasoline | Retail | Single Wall, Steel | Steel | Field installed cathodic protection |  | Double Wall, Fiberglass reinforced plastic |  |  |  | Catchment Basin, Single walled catchment basin | Automatic shutoff device At 95% full, Flow Rest 90% Full | Flow Rest 90% Full |  |  | Continuous Automatic Tank Gauge |  | Automatic shutoff device (AELLD), Containment Sump | Containment Sump | Interstitial Monitoring within Secondary Containment |  |  |  |  | UST Currently In Use: 4; UST Temp Close: 0; AST Currently In Use: 0; AST Temp Closed: 0 | 4 | 0 | 0 | 23806-115-017658 | ROYAL INVESTMENT GROUP LLC
46236 | Currently in Use |  | 1985-05-01 |  | Petroleum | Unleaded gasoline | Unleaded gasoline | Retail | Single Wall, Steel | Steel | Field installed cathodic protection |  | Double Wall, Fiberglass reinforced plastic |  |  |  | Catchment Basin, Single walled catchment basin | Automatic shutoff device At 95% full, Flow Rest 90% Full | Flow Rest 90% Full |  |  | Continuous Automatic Tank Gauge |  | Automatic shutoff device (AELLD), Containment Sump | Containment Sump | Interstitial Monitoring within Secondary Containment |  |  |  |  | UST Currently In Use: 4; UST Temp Close: 0; AST Currently In Use: 0; AST Temp Closed: 0 | 4 | 0 | 0 | 23806-115-017658 | ROYAL INVESTMENT GROUP LLC
46237 | Currently in Use |  | 1985-05-01 |  | Petroleum | On road diesel | On road diesel | Retail | Single Wall, Steel | Steel | Field installed cathodic protection |  | Fiberglass reinforced plastic, Single Wall |  |  |  | Catchment Basin, Single walled catchment basin | Automatic shutoff device At 95% full, Flow Rest 90% Full | Flow Rest 90% Full |  |  | Continuous Automatic Tank Gauge | [8 empty] | UST Currently In Use: 4; UST Temp Close: 0; AST Currently In Use: 0; AST Temp Closed: 0 | 4 | 0 | 0 | 23806-115-017658 | ROYAL INVESTMENT GROUP LLC
46238 | Permanently Closed | 1998-10-29 | 1978-10-01 | 1998-10-29 | Petroleum | Unleaded gasoline | Unleaded gasoline | Retail | Steel | Steel |  | Painted or None | Steel |  | 1901-01-01 | [12 empty] | Annual line testing | Annual line testing |  | UST Currently In Use: 0; UST Temp Close: 0; AST Currently In Use: 0; AST Temp Closed: 0 | 0 | 0 | 2 | 13526-073-017659 | MOORE OIL COMPANY, INC.
46239 | Permanently Closed | 1998-10-29 | 1978-10-01 | 1998-10-29 | Petroleum | Unleaded gasoline | Unleaded gasoline | Retail | Steel | Steel |  | Painted or None | Steel |  | 1901-01-01 | [12 empty] | Annual line testing | Annual line testing |  | UST Currently In Use: 0; UST Temp Close: 0; AST Currently In Use: 0; AST Temp Closed: 0 | 0 | 0 | 2 | 13526-073-017659 | MOORE OIL COMPANY, INC.
46240 | Currently in Use |  | 1985-09-01 |  | Petroleum | On road diesel | On road diesel | Retail | Single Wall, Steel | Steel | Field installed cathodic protection |  | Single Wall, Steel |  |  | Field installed cathodic protection | Catchment Basin, Single walled catchment basin | Automatic shutoff device At 95% full | Automatic shutoff device At 95% full |  |  | Continuous Automatic Tank Gauge |  | Automatic shutoff device (AELLD) | Automatic shutoff device (AELLD) |  |  | Automatic electronic line leak detector (AELLD) | Automatic electronic line leak detector (AELLD) |  | UST Currently In Use: 3; UST Temp Close: 0; AST Currently In Use: 0; AST Temp Closed: 0 | 3 | 0 | 3 | 13526-073-017389 | MOORE OIL COMPANY, INC.
46241 | Currently in Use |  | 1978-12-01 |  | Petroleum | Other, RACINGFUEL | Other | Retail | Single Wall, Steel | Steel | Field installed cathodic protection |  | Fiberglass reinforced plastic, Single Wall |  |  |  | Catchment Basin, Single walled catchment basin | Automatic shutoff device At 95% full | Automatic shutoff device At 95% full |  |  | Continuous Automatic Tank Gauge |  | Automatic shutoff device (AELLD) | Automatic shutoff device (AELLD) | [5 empty] | UST Currently In Use: 8; UST Temp Close: 0; AST Currently In Use: 0; AST Temp Closed: 0 | 8 | 0 | 0 | 19804-073-017395 | BAMA PETROLEUM INC
46242 | Currently in Use |  | 1978-12-01 |  | Petroleum | Other, RACINGFUEL | Other | Retail | Single Wall, Steel | Steel | Field installed cathodic protection |  | Fiberglass reinforced plastic, Single Wall |  |  |  | Catchment Basin, Single walled catchment basin | Automatic shutoff device At 95% full | Automatic shutoff device At 95% full |  |  | Continuous Automatic Tank Gauge |  | Automatic shutoff device (AELLD) | Automatic shutoff device (AELLD) | [5 empty] | UST Currently In Use: 8; UST Temp Close: 0; AST Currently In Use: 0; AST Temp Closed: 0 | 8 | 0 | 0 | 19804-073-017395 | BAMA PETROLEUM INC
46243 | Currently in Use |  | 1978-12-01 |  | Petroleum | Other, OFFROAD | Other | Retail | Single Wall, Steel | Steel | Field installed cathodic protection |  | Fiberglass reinforced plastic, Single Wall |  |  |  | Catchment Basin, Single walled catchment basin | Automatic shutoff device At 95% full | Automatic shutoff device At 95% full |  |  | Continuous Automatic Tank Gauge |  | Automatic shutoff device (AELLD) | Automatic shutoff device (AELLD) | [5 empty] | UST Currently In Use: 8; UST Temp Close: 0; AST Currently In Use: 0; AST Temp Closed: 0 | 8 | 0 | 0 | 19804-073-017395 | BAMA PETROLEUM INC
46244 | Currently in Use |  | 1978-12-01 |  | Petroleum | Kerosene | Kerosene | Retail | Single Wall, Steel | Steel | Field installed cathodic protection |  | Fiberglass reinforced plastic, Single Wall |  |  |  | Catchment Basin, Single walled catchment basin | Automatic shutoff device At 95% full | Automatic shutoff device At 95% full |  |  | Continuous Automatic Tank Gauge |  | Automatic shutoff device (AELLD) | Automatic shutoff device (AELLD) | [5 empty] | UST Currently In Use: 8; UST Temp Close: 0; AST Currently In Use: 0; AST Temp Closed: 0 | 8 | 0 | 0 | 19804-073-017395 | BAMA PETROLEUM INC
46246 | Currently in Use |  | 1996-02-01 |  | Petroleum | Unleaded gasoline | Unleaded gasoline | Retail | Steel | Steel | Coated & cathodic protection (sti-P3) |  | Flexible, ENVIROFLEX |  |  | Other, FLXS ISOLA | Catchment Basin, Single walled catchment basin | Automatic shutoff device At 95% full, Flow Rest 90% Full | Flow Rest 90% Full |  |  | Continuous Automatic Tank Gauge |  | Automatic flow restrictor (MLLD), Containment Sump | Containment Sump | Interstitial Monitoring within Secondary Containment | SENSOR TO ATG | Continuous alarm system | Continuous alarm system |  | UST Currently In Use: 2; UST Temp Close: 0; AST Currently In Use: 0; AST Temp Closed: 0 | 2 | 0 | 0 | 20760-087-017660 | LAKE MARTIN, INC
46249 | Currently in Use |  | 1996-02-01 |  | Petroleum | Premium gasoline | Premium gasoline | Retail | Steel | Steel | Coated & cathodic protection (sti-P3) |  | Flexible, ENVIROFLEX |  |  | Other, FLXS ISOLA | Catchment Basin, Single walled catchment basin | Automatic shutoff device At 95% full, Flow Rest 90% Full | Flow Rest 90% Full |  |  | Continuous Automatic Tank Gauge |  | Automatic flow restrictor (MLLD), Containment Sump | Containment Sump | Interstitial Monitoring within Secondary Containment | SENSOR TO ATG | Continuous alarm system | Continuous alarm system |  | UST Currently In Use: 2; UST Temp Close: 0; AST Currently In Use: 0; AST Temp Closed: 0 | 2 | 0 | 0 | 20760-087-017660 | LAKE MARTIN, INC
46250 | Currently in Use |  | 1995-08-15 |  | Petroleum | Unleaded gasoline | Unleaded gasoline | Retail | Double Wall, Fiberglass coated steel, DBL WALL | Fiberglass coated steel |  |  | Double Wall, Flexible, DBL WALL |  | 1901-01-01 |  | Catchment Basin, Single walled catchment basin | Automatic shutoff device At 95% full | Automatic shutoff device At 95% full |  |  | Continuous Automatic Tank Gauge |  | Automatic shutoff device (AELLD), Containment Sump | Containment Sump |  |  | Automatic electronic line leak detector (AELLD) | Automatic electronic line leak detector (AELLD) |  | UST Currently In Use: 2; UST Temp Close: 0; AST Currently In Use: 0; AST Temp Closed: 0 | 2 | 0 | 0 | 12084-023-017661 | GOC LTD
46252 | Currently in Use |  | 1995-08-15 |  | Petroleum | On road diesel | On road diesel | Retail | Double Wall, Fiberglass coated steel, DBL WALL | Fiberglass coated steel |  |  | Double Wall, Flexible, DBL WALL |  | 1901-01-01 |  | Catchment Basin, Single walled catchment basin | Automatic shutoff device At 95% full | Automatic shutoff device At 95% full |  |  | Continuous Automatic Tank Gauge |  | Automatic shutoff device (AELLD), Containment Sump | Containment Sump |  |  | Automatic electronic line leak detector (AELLD) | Automatic electronic line leak detector (AELLD) |  | UST Currently In Use: 2; UST Temp Close: 0; AST Currently In Use: 0; AST Temp Closed: 0 | 2 | 0 | 0 | 12084-023-017661 | GOC LTD
46253 | Currently in Use |  | 1996-03-15 |  | Petroleum | Unleaded gasoline | Unleaded gasoline | Retail | Single Wall, Steel | Steel | Coated & cathodic protection (sti-P3) |  | Double Wall, Fiberglass reinforced plastic |  |  | Other, FLXS ISOLA | Catchment Basin, Single walled catchment basin | Automatic shutoff device At 95% full | Automatic shutoff device At 95% full |  |  | Continuous Automatic Tank Gauge |  | Automatic flow restrictor (MLLD) | Automatic flow restrictor (MLLD) |  |  | Annual line testing | Annual line testing |  | UST Currently In Use: 3; UST Temp Close: 0; AST Currently In Use: 0; AST Temp Closed: 0 | 3 | 0 | 0 | 24630-073-017662 | DMSR C\O AAMR INC
46254 | Currently in Use |  | 1996-03-15 |  | Petroleum | Mid-grade gasoline | Mid-grade gasoline | Retail | Single Wall, Steel | Steel | Coated & cathodic protection (sti-P3) |  | Double Wall, Fiberglass reinforced plastic |  |  | Other, FLXS ISOLA | Catchment Basin, Single walled catchment basin | Automatic shutoff device At 95% full | Automatic shutoff device At 95% full |  |  | Continuous Automatic Tank Gauge |  | Automatic flow restrictor (MLLD) | Automatic flow restrictor (MLLD) |  |  | Annual line testing | Annual line testing |  | UST Currently In Use: 3; UST Temp Close: 0; AST Currently In Use: 0; AST Temp Closed: 0 | 3 | 0 | 0 | 24630-073-017662 | DMSR C\O AAMR INC
46255 | Currently in Use |  | 1996-03-15 |  | Petroleum | Premium gasoline | Premium gasoline | Retail | Single Wall, Steel | Steel | Coated & cathodic protection (sti-P3) |  | Double Wall, Fiberglass reinforced plastic |  |  | Other, FLXS ISOLA | Catchment Basin, Single walled catchment basin | Automatic shutoff device At 95% full | Automatic shutoff device At 95% full |  |  | Continuous Automatic Tank Gauge |  | Automatic flow restrictor (MLLD) | Automatic flow restrictor (MLLD) |  |  | Annual line testing | Annual line testing |  | UST Currently In Use: 3; UST Temp Close: 0; AST Currently In Use: 0; AST Temp Closed: 0 | 3 | 0 | 0 | 24630-073-017662 | DMSR C\O AAMR INC
46256 | Currently in Use |  | 1996-01-15 |  | Petroleum | Unleaded gasoline | Unleaded gasoline | Retail | Double Wall, Fiberglass coated steel, DBL WALL | Fiberglass coated steel |  |  | Double Wall, Flexible, DBL WALL |  | 1901-01-01 |  | Catchment Basin, Single walled catchment basin | Flow Rest 90% Full | Flow Rest 90% Full |  |  | Continuous Automatic Tank Gauge |  | Automatic shutoff device (AELLD), Containment Sump | Containment Sump |  |  | Automatic electronic line leak detector (AELLD) | Automatic electronic line leak detector (AELLD) |  | UST Currently In Use: 2; UST Temp Close: 0; AST Currently In Use: 0; AST Temp Closed: 0 | 2 | 0 | 0 | 12084-023-017663 | GOC LTD
46257 | Currently in Use |  | 1996-01-15 |  | Petroleum | On road diesel | On road diesel | Retail | Double Wall, Fiberglass coated steel, DBL WALL | Fiberglass coated steel |  |  | Double Wall, Flexible, DBL WALL |  | 1901-01-01 |  | Catchment Basin, Single walled catchment basin | Flow Rest 90% Full | Flow Rest 90% Full |  |  | Continuous Automatic Tank Gauge |  | Automatic shutoff device (AELLD), Containment Sump | Containment Sump |  |  | Automatic electronic line leak detector (AELLD) | Automatic electronic line leak detector (AELLD) |  | UST Currently In Use: 2; UST Temp Close: 0; AST Currently In Use: 0; AST Temp Closed: 0 | 2 | 0 | 0 | 12084-023-017663 | GOC LTD
46258 | Currently in Use |  | 1995-12-13 |  | Petroleum | Unleaded gasoline | Unleaded gasoline | Retail | Single Wall, Steel | Steel | Coated & cathodic protection (sti-P3) |  | Double Wall, Flexible |  |  |  | Catchment Basin, Single walled catchment basin | Flow Rest 90% Full | Flow Rest 90% Full |  |  | Continuous Automatic Tank Gauge |  | Automatic flow restrictor (MLLD), Containment Sump | Containment Sump | Interstitial Monitoring within Secondary Containment | SENSOR TO ATG | Annual line testing, Continuous alarm system | Continuous alarm system |  | UST Currently In Use: 2; UST Temp Close: 0; AST Currently In Use: 0; AST Temp Closed: 0 | 2 | 0 | 0 | 11453-097-017664 | DIAMOND GASOLINE STATIONS, INC.
46259 | Currently in Use |  | 1995-12-13 |  | Petroleum | Premium gasoline | Premium gasoline | Retail | Single Wall, Steel | Steel | Coated & cathodic protection (sti-P3) |  | Double Wall, Flexible |  |  |  | Catchment Basin, Single walled catchment basin | Flow Rest 90% Full | Flow Rest 90% Full |  |  | Continuous Automatic Tank Gauge |  | Automatic flow restrictor (MLLD), Containment Sump | Containment Sump | Interstitial Monitoring within Secondary Containment | SENSOR TO ATG | Annual line testing, Continuous alarm system | Continuous alarm system |  | UST Currently In Use: 2; UST Temp Close: 0; AST Currently In Use: 0; AST Temp Closed: 0 | 2 | 0 | 0 | 11453-097-017664 | DIAMOND GASOLINE STATIONS, INC.
46260 | Currently in Use |  | 1996-01-01 |  | Petroleum | Unleaded gasoline | Unleaded gasoline | Local government | Steel | Steel | Coated & cathodic protection (sti-P3) |  | Fiberglass reinforced plastic |  |  |  | Catchment Basin, Single walled catchment basin | Flow Rest 90% Full | Flow Rest 90% Full |  |  | Automatic Tank Gauge | [8 empty] | UST Currently In Use: 1; UST Temp Close: 0; AST Currently In Use: 0; AST Temp Closed: 0 | 1 | 0 | 1 | 10357-001-009941 | AUTAUGA COUNTY BOARD OF EDUCATION
46261 | Currently in Use |  | 1996-01-01 |  | Petroleum | On road diesel | On road diesel | Bulk facility, Local Government | Steel | Steel | Coated & cathodic protection (sti-P3) |  | Fiberglass reinforced plastic |  |  |  | Catchment Basin, Single walled catchment basin | Flow Rest 90% Full | Flow Rest 90% Full |  |  | Automatic Tank Gauge | [8 empty] | UST Currently In Use: 1; UST Temp Close: 0; AST Currently In Use: 0; AST Temp Closed: 0 | 1 | 0 | 1 | 10357-001-009943 | AUTAUGA COUNTY BOARD OF EDUCATION
46262 | Currently in Use |  | 1996-01-01 |  | Petroleum | Unleaded gasoline | Unleaded gasoline | Local Government | Steel | Steel | Coated & cathodic protection (sti-P3) |  | Fiberglass reinforced plastic |  |  |  | Catchment Basin, Single walled catchment basin | Flow Rest 90% Full | Flow Rest 90% Full |  |  | Automatic Tank Gauge | [8 empty] | UST Currently In Use: 1; UST Temp Close: 0; AST Currently In Use: 0; AST Temp Closed: 0 | 1 | 0 | 1 | 10357-001-009945 | AUTAUGA COUNTY BOARD OF EDUCATION
46263 | Currently in Use |  | 1992-07-01 |  | Petroleum | Unleaded gasoline | Unleaded gasoline | Retail | Fiberglass reinforced plastic, Single Wall | Single Wall |  |  | Double Wall, Fiberglass reinforced plastic, 2-PIECES |  | 1901-01-01 |  | Catchment Basin, Single walled catchment basin | Automatic shutoff device At 95% full | Automatic shutoff device At 95% full |  |  | Continuous Automatic Tank Gauge |  | Automatic flow restrictor (MLLD) | Automatic flow restrictor (MLLD) |  |  | Annual line testing | Annual line testing |  | UST Currently In Use: 3; UST Temp Close: 0; AST Currently In Use: 0; AST Temp Closed: 0 | 3 | 0 | 0 | 22620-073-017665 | NAJI ALI
46264 | Currently in Use |  | 1992-07-01 |  | Petroleum | Unleaded gasoline | Unleaded gasoline | Retail | Fiberglass reinforced plastic, Single Wall | Single Wall |  |  | Double Wall, Fiberglass reinforced plastic, 2-PIECES |  | 1901-01-01 |  | Catchment Basin, Single walled catchment basin | Automatic shutoff device At 95% full | Automatic shutoff device At 95% full |  |  | Continuous Automatic Tank Gauge |  | Automatic flow restrictor (MLLD) | Automatic flow restrictor (MLLD) |  |  | Annual line testing | Annual line testing |  | UST Currently In Use: 3; UST Temp Close: 0; AST Currently In Use: 0; AST Temp Closed: 0 | 3 | 0 | 0 | 22620-073-017665 | NAJI ALI
46265 | Currently in Use |  | 1992-07-01 |  | Petroleum | Premium gasoline | Premium gasoline | Retail | Fiberglass reinforced plastic, Single Wall | Single Wall |  |  | Double Wall, Fiberglass reinforced plastic, 2-PIECES |  | 1901-01-01 |  | Catchment Basin, Single walled catchment basin | Automatic shutoff device At 95% full | Automatic shutoff device At 95% full |  |  | Continuous Automatic Tank Gauge |  | Automatic flow restrictor (MLLD) | Automatic flow restrictor (MLLD) |  |  | Annual line testing | Annual line testing |  | UST Currently In Use: 3; UST Temp Close: 0; AST Currently In Use: 0; AST Temp Closed: 0 | 3 | 0 | 0 | 22620-073-017665 | NAJI ALI
46266 | Currently in Use |  | 1989-07-30 |  | Petroleum | Unleaded gasoline | Unleaded gasoline | Retail | Fiberglass reinforced plastic, Single Wall | Single Wall |  |  | Double Wall, Fiberglass reinforced plastic, 2 PIECES |  | 1901-01-01 |  | Catchment Basin, Single walled catchment basin | Automatic shutoff device At 95% full | Automatic shutoff device At 95% full |  |  | Continuous Automatic Tank Gauge |  | Automatic shutoff device (AELLD) | Automatic shutoff device (AELLD) | [5 empty] | UST Currently In Use: 3; UST Temp Close: 0; AST Currently In Use: 0; AST Temp Closed: 0 | 3 | 0 | 0 | 23899-073-017666 | DALER SINGH & CARMEN B SINGH
46267 | Currently in Use |  | 1989-07-30 |  | Petroleum | On road diesel | On road diesel | Retail | Fiberglass reinforced plastic, Single Wall | Single Wall |  |  | Double Wall, Fiberglass reinforced plastic, 2 PIECES |  | 1901-01-01 |  | Catchment Basin, Single walled catchment basin | Automatic shutoff device At 95% full | Automatic shutoff device At 95% full |  |  | Continuous Automatic Tank Gauge |  | Automatic shutoff device (AELLD) | Automatic shutoff device (AELLD) | [5 empty] | UST Currently In Use: 3; UST Temp Close: 0; AST Currently In Use: 0; AST Temp Closed: 0 | 3 | 0 | 0 | 23899-073-017666 | DALER SINGH & CARMEN B SINGH
46268 | Currently in Use |  | 1989-07-30 |  | Petroleum | Premium gasoline | Premium gasoline | Retail | Fiberglass reinforced plastic, Single Wall | Single Wall |  |  | Double Wall, Fiberglass reinforced plastic, 2 PIECES |  | 1901-01-01 |  | Catchment Basin, Single walled catchment basin | Automatic shutoff device At 95% full | Automatic shutoff device At 95% full |  |  | Continuous Automatic Tank Gauge |  | Automatic shutoff device (AELLD) | Automatic shutoff device (AELLD) | [5 empty] | UST Currently In Use: 3; UST Temp Close: 0; AST Currently In Use: 0; AST Temp Closed: 0 | 3 | 0 | 0 | 23899-073-017666 | DALER SINGH & CARMEN B SINGH
46269 | Currently in Use |  | 1996-02-26 |  | Petroleum | Unleaded gasoline | Unleaded gasoline | Retail | Single Wall, Steel | Steel | Coated & cathodic protection (sti-P3) |  | Single Wall, Steel, CONTAINED |  |  | Isolated or Above Ground | Catchment Basin, Single walled catchment basin | Automatic shutoff device At 95% full | Automatic shutoff device At 95% full |  |  | Continuous Automatic Tank Gauge |  | Automatic flow restrictor (MLLD), Containment Sump | Containment Sump |  |  | Annual line testing | Annual line testing |  | UST Currently In Use: 2; UST Temp Close: 0; AST Currently In Use: 0; AST Temp Closed: 0 | 2 | 0 | 3 | 15420-015-003256 | MAPCO EXPRESS, LLC
46270 | Currently in Use |  | 1996-02-26 |  | Petroleum | Premium gasoline | Premium gasoline | Retail | Single Wall, Steel | Steel | Coated & cathodic protection (sti-P3) |  | Single Wall, Steel, CONTAINED |  |  | Isolated or Above Ground | Catchment Basin, Single walled catchment basin | Automatic shutoff device At 95% full | Automatic shutoff device At 95% full |  |  | Continuous Automatic Tank Gauge |  | Automatic flow restrictor (MLLD), Containment Sump | Containment Sump |  |  | Annual line testing | Annual line testing |  | UST Currently In Use: 2; UST Temp Close: 0; AST Currently In Use: 0; AST Temp Closed: 0 | 2 | 0 | 3 | 15420-015-003256 | MAPCO EXPRESS, LLC
46271 | Currently in Use |  | 1995-11-28 |  | Petroleum | On road diesel | On road diesel | Emergency Power Generator | Fiberglass reinforced plastic | Fiberglass reinforced plastic |  |  | Other, COPPER |  | 1901-01-01 | Other, FRP OUTER | Catchment Basin, Single walled catchment basin | Automatic shutoff device At 95% full | Automatic shutoff device At 95% full | Interstitial Monitoring within Secondary Containment |  | Automatic Tank Gauge | [7 empty] | Suction Piping | UST Currently In Use: 1; UST Temp Close: 0; AST Currently In Use: 0; AST Temp Closed: 0 | 1 | 0 | 2 | 14462-125-012218 | BELLSOUTH TELECOMM. DBA AT&T ALA.
46272 | Currently in Use |  | 1995-11-21 |  | Petroleum | On road diesel | On road diesel | Emergency Power Generator, Industrial | Fiberglass reinforced plastic | Fiberglass reinforced plastic |  |  | Other, COPPER |  | 1901-01-01 |  | Catchment Basin, Single walled catchment basin | Audible high level alarm At 90% full, Automatic shutoff device At 95% full | Automatic shutoff device At 95% full | Interstitial Monitoring within Secondary Containment | SENSOR TO ATG | Automatic Tank Gauge | [5 empty] | Continuous alarm system | Continuous alarm system |  | UST Currently In Use: 1; UST Temp Close: 0; AST Currently In Use: 0; AST Temp Closed: 0 | 1 | 0 | 1 | 14462-063-012118 | BELLSOUTH TELECOMM. DBA AT&T ALA.
46273 |  | 2005-04-01 | 1995-12-07 |  | Petroleum | On road diesel | On road diesel | Bulk facility | Steel | Steel | Coated & cathodic protection (sti-P3) |  | Flexible, FLEX PIPE |  | 1901-01-01 |  | Catchment Basin, Single walled catchment basin | Audible high level alarm At 90% full | Audible high level alarm At 90% full | Interstitial Monitoring within Secondary Containment |  | Automatic Tank Gauge |  |  |  | Interstitial Monitoring within Secondary Containment |  | Continuous alarm system | Continuous alarm system |  | UST Currently In Use: 0; UST Temp Close: 0; AST Currently In Use: 0; AST Temp Closed: 0 | 0 | 0 | 0 | 23072-129-017668 | FLOYD A GANT G1 MECHANICAL
46274 |  | 2005-04-01 | 1995-12-07 |  | Petroleum | Other, NEW OIL | Other | Bulk facility | Steel | Steel | Coated & cathodic protection (sti-P3) |  | Flexible, FLEX PIPE |  | 1901-01-01 |  | Catchment Basin, Single walled catchment basin | Audible high level alarm At 90% full | Audible high level alarm At 90% full | Interstitial Monitoring within Secondary Containment |  | Automatic Tank Gauge | [8 empty] | UST Currently In Use: 0; UST Temp Close: 0; AST Currently In Use: 0; AST Temp Closed: 0 | 0 | 0 | 0 | 23072-129-017668 | FLOYD A GANT G1 MECHANICAL
46275 |  | 2005-04-01 | 1995-12-07 |  | Petroleum | Used oil | Used oil | Bulk facility | Steel | Steel | Coated & cathodic protection (sti-P3) |  | Flexible, FLEX PIPE |  | 1901-01-01 |  | Catchment Basin, EXEMPT | Audible high level alarm At 90% full, EXEMPT | Audible high level alarm At 90% full | Interstitial Monitoring within Secondary Containment |  | Automatic Tank Gauge | [8 empty] | UST Currently In Use: 0; UST Temp Close: 0; AST Currently In Use: 0; AST Temp Closed: 0 | 0 | 0 | 0 | 23072-129-017668 | FLOYD A GANT G1 MECHANICAL
46276 | Temporary Closed | 2014-09-09 | 1969-01-01 |  | Petroleum | Used oil | Used oil | Retail | Steel | Steel | Field installed cathodic protection |  | Other, WASTE OIL |  |  | Other, NO PIPING | Other, WASTE OIL | Other, WASTE OIL | Other |  |  | Other |  | Other, NO PIPING | Other |  |  | Other, NO PIPING | Other |  | UST Currently In Use: 0; UST Temp Close: 4; AST Currently In Use: 0; AST Temp Closed: 0 | 0 | 4 | 0 | 20018-031-011795 | RONALD AND ELAINE BRYAN
46277 | Currently in Use |  | 1993-01-01 |  | Petroleum | Unleaded gasoline | Unleaded gasoline | Retail | Steel | Steel | Coated & cathodic protection (sti-P3), Field installed cathodic protection |  | Fiberglass reinforced plastic |  | 2024-07-30 |  | Catchment Basin, Single walled catchment basin | Automatic shutoff device At 95% full | Automatic shutoff device At 95% full |  |  | Automatic Tank Gauge |  | Automatic flow restrictor (MLLD), Containment Sump | Containment Sump | Interstitial Monitoring within Secondary Containment | SENSOR TO ATG |  |  | Pressurized Piping | UST Currently In Use: 3; UST Temp Close: 0; AST Currently In Use: 0; AST Temp Closed: 0 | 3 | 0 | 0 | 23182-003-002378 | SYON ENTERPRISE LLC
46278 | Currently in Use |  | 1979-01-01 |  | Petroleum | On road diesel | On road diesel | Retail | Steel | Steel | Field installed cathodic protection |  | Fiberglass reinforced plastic |  | 2024-07-30 |  | Catchment Basin, Single walled catchment basin | Automatic shutoff device At 95% full | Automatic shutoff device At 95% full |  |  | Automatic Tank Gauge |  | Automatic flow restrictor (MLLD), Containment Sump | Containment Sump | Interstitial Monitoring within Secondary Containment | SENSOR TO ATG |  |  | Pressurized Piping | UST Currently In Use: 3; UST Temp Close: 0; AST Currently In Use: 0; AST Temp Closed: 0 | 3 | 0 | 0 | 23182-003-002378 | SYON ENTERPRISE LLC
46279 | Currently in Use |  | 1979-01-01 |  | Petroleum | Premium gasoline | Premium gasoline | Retail | Steel | Steel | Field installed cathodic protection |  | Fiberglass reinforced plastic |  | 2024-07-30 |  | Catchment Basin, Single walled catchment basin | Automatic shutoff device At 95% full | Automatic shutoff device At 95% full |  |  | Automatic Tank Gauge |  | Automatic flow restrictor (MLLD), Containment Sump | Containment Sump | Interstitial Monitoring within Secondary Containment | SENSOR TO ATG |  |  | Pressurized Piping | UST Currently In Use: 3; UST Temp Close: 0; AST Currently In Use: 0; AST Temp Closed: 0 | 3 | 0 | 0 | 23182-003-002378 | SYON ENTERPRISE LLC
46280 | Currently in Use |  | 1996-04-10 |  | Petroleum | Unleaded gasoline | Unleaded gasoline | Retail | Fiberglass reinforced plastic | Fiberglass reinforced plastic |  |  | Fiberglass reinforced plastic, DBL-WALL |  | 1901-01-01 | None | Catchment Basin, Single walled catchment basin | Flow Rest 90% Full | Flow Rest 90% Full | Interstitial Monitoring within Secondary Containment |  | Automatic Tank Gauge |  | Automatic shutoff device (AELLD), Containment Sump | Containment Sump |  |  | Continuous alarm system | Continuous alarm system |  | UST Currently In Use: 2; UST Temp Close: 0; AST Currently In Use: 0; AST Temp Closed: 0 | 2 | 0 | 3 | 23829-045-004274 | LOWER AL PROPERTIES LLC
46283 | Currently in Use |  | 1996-04-10 |  | Petroleum | Premium gasoline | Premium gasoline | Retail | Fiberglass reinforced plastic | Fiberglass reinforced plastic |  |  | Fiberglass reinforced plastic, DBL-WALL |  | 1901-01-01 | None | Catchment Basin, Single walled catchment basin | Flow Rest 90% Full | Flow Rest 90% Full | Interstitial Monitoring within Secondary Containment |  | Automatic Tank Gauge |  | Automatic shutoff device (AELLD), Containment Sump | Containment Sump | Interstitial Monitoring within Secondary Containment |  | Continuous alarm system | Continuous alarm system |  | UST Currently In Use: 2; UST Temp Close: 0; AST Currently In Use: 0; AST Temp Closed: 0 | 2 | 0 | 3 | 23829-045-004274 | LOWER AL PROPERTIES LLC
46284 | Temporary Closed | 2006-06-28 | 1996-03-13 |  | Petroleum | On road diesel | On road diesel | Retail | Steel | Steel | Coated & cathodic protection (sti-P3) |  | Fiberglass reinforced plastic |  |  |  | Catchment Basin, Single walled catchment basin | Flow Rest 90% Full | Flow Rest 90% Full |  |  | Automatic Tank Gauge |  | Automatic flow restrictor (MLLD) | Automatic flow restrictor (MLLD) | [5 empty] | UST Currently In Use: 2; UST Temp Close: 1; AST Currently In Use: 0; AST Temp Closed: 0 | 2 | 1 | 0 | 20021-065-011321 | DAVID EPPERSON
46285 | Permanently Closed | 2003-03-10 | 1996-02-21 | 2003-03-10 | Petroleum | On road diesel | On road diesel | Industrial | Steel | Steel | Coated & cathodic protection (sti-P3) |  | Fiberglass reinforced plastic, GEOFLEX |  | 1901-01-01 | None | Catchment Basin, Single walled catchment basin | Flow Rest 90% Full | Flow Rest 90% Full | Interstitial Monitoring within Secondary Containment | [5 empty] | Interstitial Monitoring within Secondary Containment |  |  |  |  | UST Currently In Use: 0; UST Temp Close: 0; AST Currently In Use: 0; AST Temp Closed: 0 | 0 | 0 | 1 | 20058-125-017669 | WARRIOR SERVICE CO INC
46286 | Currently in Use |  | 1996-01-24 |  | Petroleum | Premium gasoline | Premium gasoline | Retail | Steel | Steel | Coated & cathodic protection (sti-P3) |  | Flexible, FLEX PIPE |  |  |  | Catchment Basin, Single walled catchment basin | Automatic shutoff device At 95% full | Automatic shutoff device At 95% full |  |  | Automatic Tank Gauge |  | Automatic flow restrictor (MLLD), Containment Sump | Containment Sump |  |  | Annual line testing | Annual line testing |  | UST Currently In Use: 2; UST Temp Close: 0; AST Currently In Use: 0; AST Temp Closed: 0 | 2 | 0 | 2 | 22829-097-011291 | JAY AMBAJI LLC
46287 | Currently in Use |  | 1996-01-24 |  | Petroleum | Unleaded gasoline | Unleaded gasoline | Retail | Steel | Steel | Coated & cathodic protection (sti-P3) |  | Flexible, FLEX PIPE |  |  |  | Catchment Basin, Single walled catchment basin | Automatic shutoff device At 95% full | Automatic shutoff device At 95% full |  |  | Automatic Tank Gauge |  | Automatic flow restrictor (MLLD), Containment Sump | Containment Sump |  |  | Annual line testing | Annual line testing |  | UST Currently In Use: 2; UST Temp Close: 0; AST Currently In Use: 0; AST Temp Closed: 0 | 2 | 0 | 2 | 22829-097-011291 | JAY AMBAJI LLC
46288 | Permanently Closed | 1999-08-01 | 1991-08-13 | 1999-12-20 | Petroleum | Unleaded gasoline | Unleaded gasoline | Retail | Steel | Steel | Coated & cathodic protection (sti-P3) |  | Fiberglass reinforced plastic |  | 1901-01-01 |  | Catchment Basin, Single walled catchment basin | Automatic shutoff device At 95% full | Automatic shutoff device At 95% full |  |  | Statistical Inventory Reconciliation (SIR) | [5 empty] | Statistical inventory reconciliation (SIR) | Statistical inventory reconciliation (SIR) |  | UST Currently In Use: 0; UST Temp Close: 0; AST Currently In Use: 0; AST Temp Closed: 0 | 0 | 0 | 8 | 15225-117-003475 | W H THOMAS OIL CO INC
46289 | Permanently Closed | 1999-08-01 | 1991-08-13 | 1999-12-20 | Petroleum | Unleaded gasoline | Unleaded gasoline | Retail | Steel | Steel | Coated & cathodic protection (sti-P3) |  | Fiberglass reinforced plastic |  | 1901-01-01 |  | Catchment Basin, Single walled catchment basin | Automatic shutoff device At 95% full | Automatic shutoff device At 95% full |  |  | Statistical Inventory Reconciliation (SIR) | [5 empty] | Statistical inventory reconciliation (SIR) | Statistical inventory reconciliation (SIR) |  | UST Currently In Use: 0; UST Temp Close: 0; AST Currently In Use: 0; AST Temp Closed: 0 | 0 | 0 | 8 | 15225-117-003475 | W H THOMAS OIL CO INC
46290 | Permanently Closed | 1999-08-01 | 1991-08-13 | 1999-12-20 | Petroleum | Unleaded gasoline | Unleaded gasoline | Retail | Steel | Steel | Coated & cathodic protection (sti-P3) |  | Fiberglass reinforced plastic |  | 1901-01-01 |  | Catchment Basin, Single walled catchment basin | Automatic shutoff device At 95% full | Automatic shutoff device At 95% full |  |  | Statistical Inventory Reconciliation (SIR) | [5 empty] | Statistical inventory reconciliation (SIR) | Statistical inventory reconciliation (SIR) |  | UST Currently In Use: 0; UST Temp Close: 0; AST Currently In Use: 0; AST Temp Closed: 0 | 0 | 0 | 8 | 15225-117-003475 | W H THOMAS OIL CO INC
46292 | Permanently Closed | 1994-05-27 | 1992-06-01 | 1995-05-27 | Petroleum | Unleaded gasoline | Unleaded gasoline | Retail, State/Federal Government | Steel | Steel | Coated & cathodic protection (sti-P3) |  | Fiberglass reinforced plastic, DOUBLE WAL |  | 1901-01-01 |  | Catchment Basin, Single walled catchment basin | Automatic shutoff device At 95% full | Automatic shutoff device At 95% full |  |  | Statistical Inventory Reconciliation (SIR) | [5 empty] | Statistical inventory reconciliation (SIR) | Statistical inventory reconciliation (SIR) |  | UST Currently In Use: 0; UST Temp Close: 0; AST Currently In Use: 2; AST Temp Closed: 0 | 0 | 0 | 2 | 18161-089-015787 | THE MADISON CO EXECUTIVE AIRPORT
46293 | Currently in Use |  | 1992-06-01 |  | Petroleum | Unleaded gasoline | Unleaded gasoline | Retail | Steel | Steel | Coated & cathodic protection (sti-P3) |  | Double Wall, Flexible |  |  |  | Catchment Basin, Single walled catchment basin | Flow Rest 90% Full | Flow Rest 90% Full |  |  | Continuous Automatic Tank Gauge |  | Automatic flow restrictor (MLLD), Containment Sump | Containment Sump |  |  | Annual line testing | Annual line testing |  | UST Currently In Use: 3; UST Temp Close: 0; AST Currently In Use: 0; AST Temp Closed: 0 | 3 | 0 | 0 | 25546-021-017670 | HEADLEY FOOD MARTS
46294 | Currently in Use |  | 1992-06-01 |  | Petroleum | Premium gasoline | Premium gasoline | Retail | Steel | Steel | Coated & cathodic protection (sti-P3) |  | Double Wall, Flexible |  |  |  | Catchment Basin, Single walled catchment basin | Flow Rest 90% Full | Flow Rest 90% Full |  |  | Continuous Automatic Tank Gauge |  | Automatic flow restrictor (MLLD), Containment Sump | Containment Sump |  |  | Annual line testing | Annual line testing |  | UST Currently In Use: 3; UST Temp Close: 0; AST Currently In Use: 0; AST Temp Closed: 0 | 3 | 0 | 0 | 25546-021-017670 | HEADLEY FOOD MARTS
46295 | Currently in Use |  | 1992-06-01 |  | Petroleum | Mid-grade gasoline | Mid-grade gasoline | Retail | Steel | Steel | Coated & cathodic protection (sti-P3) |  | Double Wall, Flexible |  |  |  | Catchment Basin, Single walled catchment basin | Flow Rest 90% Full | Flow Rest 90% Full |  |  | Continuous Automatic Tank Gauge |  | Automatic flow restrictor (MLLD), Containment Sump | Containment Sump |  |  | Annual line testing | Annual line testing |  | UST Currently In Use: 3; UST Temp Close: 0; AST Currently In Use: 0; AST Temp Closed: 0 | 3 | 0 | 0 | 25546-021-017670 | HEADLEY FOOD MARTS
46296 | Currently in Use |  | 1992-03-01 |  | Petroleum | Unleaded gasoline | Unleaded gasoline | Retail | Steel | Steel | Coated & cathodic protection (sti-P3) |  | Double Wall, Fiberglass reinforced plastic |  |  |  | Catchment Basin, Single walled catchment basin | Flow Rest 90% Full | Flow Rest 90% Full |  |  | Statistical Inventory Reconciliation (SIR) |  | Automatic flow restrictor (MLLD), Containment Sump | Containment Sump |  |  | Statistical inventory reconciliation (SIR) | Statistical inventory reconciliation (SIR) |  | UST Currently In Use: 3; UST Temp Close: 0; AST Currently In Use: 0; AST Temp Closed: 0 | 3 | 0 | 2 | 25489-021-003504 | PARIS OIL LLC
46297 | Currently in Use |  | 1992-03-01 |  | Petroleum | Mid-grade gasoline | Mid-grade gasoline | Retail | Steel | Steel | Coated & cathodic protection (sti-P3) |  | Double Wall, Fiberglass reinforced plastic |  |  |  | Catchment Basin, Single walled catchment basin | Flow Rest 90% Full | Flow Rest 90% Full |  |  | Statistical Inventory Reconciliation (SIR) |  | Automatic flow restrictor (MLLD), Containment Sump | Containment Sump |  |  | Statistical inventory reconciliation (SIR) | Statistical inventory reconciliation (SIR) |  | UST Currently In Use: 3; UST Temp Close: 0; AST Currently In Use: 0; AST Temp Closed: 0 | 3 | 0 | 2 | 25489-021-003504 | PARIS OIL LLC
46298 | Currently in Use |  | 1992-03-01 |  | Petroleum | Premium gasoline | Premium gasoline | Retail | Steel | Steel | Coated & cathodic protection (sti-P3) |  | Double Wall, Fiberglass reinforced plastic |  |  |  | Catchment Basin, Single walled catchment basin | Flow Rest 90% Full | Flow Rest 90% Full |  |  | Statistical Inventory Reconciliation (SIR) |  | Automatic flow restrictor (MLLD), Containment Sump | Containment Sump |  |  | Statistical inventory reconciliation (SIR) | Statistical inventory reconciliation (SIR) |  | UST Currently In Use: 3; UST Temp Close: 0; AST Currently In Use: 0; AST Temp Closed: 0 | 3 | 0 | 2 | 25489-021-003504 | PARIS OIL LLC
46299 | Currently in Use |  | 1996-03-15 |  | Petroleum | Unleaded gasoline | Unleaded gasoline | Retail | Single Wall, Steel | Steel | Coated & cathodic protection (sti-P3) |  | Double Wall, Fiberglass reinforced plastic |  |  |  | Catchment Basin, Single walled catchment basin | Flow Rest 90% Full | Flow Rest 90% Full |  |  | Continuous Automatic Tank Gauge |  | Automatic shutoff device (AELLD), Containment Sump | Containment Sump | [5 empty] | UST Currently In Use: 2; UST Temp Close: 0; AST Currently In Use: 0; AST Temp Closed: 0 | 2 | 0 | 0 | 22069-015-017672 | SAM'S PROPERTIES LLC
46300 | Currently in Use |  | 1996-03-15 |  | Petroleum | Premium gasoline | Premium gasoline | Retail | Single Wall, Steel | Steel | Coated & cathodic protection (sti-P3) |  | Double Wall, Fiberglass reinforced plastic |  |  |  | Catchment Basin, Single walled catchment basin | Flow Rest 90% Full | Flow Rest 90% Full |  |  | Continuous Automatic Tank Gauge |  | Automatic shutoff device (AELLD), Containment Sump | Containment Sump | [5 empty] | UST Currently In Use: 2; UST Temp Close: 0; AST Currently In Use: 0; AST Temp Closed: 0 | 2 | 0 | 0 | 22069-015-017672 | SAM'S PROPERTIES LLC
46301 | Permanently Closed | 1999-09-29 | 1953-04-14 23:00 | 2000-03-24 | Petroleum | Unleaded gasoline | Unleaded gasoline | Retail | Steel | Steel |  | Painted or None | Steel |  | 1901-01-01 | [12 empty] | Annual line testing | Annual line testing |  | UST Currently In Use: 0; UST Temp Close: 0; AST Currently In Use: 0; AST Temp Closed: 0 | 0 | 0 | 5 | 11295-039-017673 | CREW DISTRIBUTING COMPANY, INC.
46302 | Permanently Closed | 1999-09-29 | 1953-04-14 23:00 | 2000-03-24 | Petroleum | Unleaded gasoline | Unleaded gasoline | Retail | Steel | Steel |  | Painted or None | Steel |  | 1901-01-01 | [12 empty] | Annual line testing | Annual line testing |  | UST Currently In Use: 0; UST Temp Close: 0; AST Currently In Use: 0; AST Temp Closed: 0 | 0 | 0 | 5 | 11295-039-017673 | CREW DISTRIBUTING COMPANY, INC.
46303 | Permanently Closed | 1999-09-29 | 1953-04-14 23:00 | 2000-03-24 | Petroleum | Unleaded gasoline | Unleaded gasoline | Retail | Steel | Steel |  | Painted or None | Steel |  | 1901-01-01 | [12 empty] | Annual line testing | Annual line testing |  | UST Currently In Use: 0; UST Temp Close: 0; AST Currently In Use: 0; AST Temp Closed: 0 | 0 | 0 | 5 | 11295-039-017673 | CREW DISTRIBUTING COMPANY, INC.
46304 | Permanently Closed | 1999-09-29 | 1953-04-14 23:00 | 2000-03-24 | Petroleum | Unleaded gasoline | Unleaded gasoline | Retail | Steel | Steel |  | Painted or None | Steel |  | 1901-01-01 | [12 empty] | Annual line testing | Annual line testing |  | UST Currently In Use: 0; UST Temp Close: 0; AST Currently In Use: 0; AST Temp Closed: 0 | 0 | 0 | 5 | 11295-039-017673 | CREW DISTRIBUTING COMPANY, INC.
46305 | Permanently Closed | 1989-04-01 | 1953-04-14 23:00 | 2000-03-24 | Petroleum | Unleaded gasoline | Unleaded gasoline | Retail | Steel | Steel |  | Painted or None | Steel |  | 1901-01-01 | [12 empty] | Annual line testing | Annual line testing |  | UST Currently In Use: 0; UST Temp Close: 0; AST Currently In Use: 0; AST Temp Closed: 0 | 0 | 0 | 5 | 11295-039-017673 | CREW DISTRIBUTING COMPANY, INC.
46306 | Permanently Closed | 2020-04-21 | 1996-01-15 |  | Petroleum | Unleaded gasoline | Unleaded gasoline | Retail | Steel, DBL-WALL | Steel | Coated & cathodic protection (sti-P3) |  | Double Wall, Flexible | APT |  |  | Catchment Basin, Single walled catchment basin | Audible high level alarm At 90% full, Automatic shutoff device At 95% full | Automatic shutoff device At 95% full | Interstitial Monitoring within Secondary Containment | MANUAL/VISUAL CHECK | Automatic Tank Gauge |  | Automatic flow restrictor (MLLD), VIS 2ND CO | Automatic flow restrictor (MLLD) | Interstitial Monitoring within Secondary Containment | MANUAL/VISUAL CHECK | Annual line testing | Annual line testing |  | UST Currently In Use: 0; UST Temp Close: 0; AST Currently In Use: 0; AST Temp Closed: 0 | 0 | 0 | 1 | 25612-069-017674 | DDCU II. LLC
46307 | Currently in Use |  | 1996-01-08 |  | Petroleum | Unleaded gasoline | Unleaded gasoline | Retail | Steel | Steel | Coated & cathodic protection (sti-P3) |  | Fiberglass reinforced plastic |  |  |  | Catchment Basin, Single walled catchment basin | Flow Rest 90% Full | Flow Rest 90% Full |  |  | Automatic Tank Gauge |  | Automatic flow restrictor (MLLD), Containment Sump | Containment Sump | Interstitial Monitoring within Secondary Containment |  | Annual line testing | Annual line testing |  | UST Currently In Use: 4; UST Temp Close: 0; AST Currently In Use: 0; AST Temp Closed: 0 | 4 | 0 | 0 | 23410-069-017675 | WILLIAM G JOHNSON C/O DAVIS OIL CO
46310 | Currently in Use |  | 1996-01-08 |  | Petroleum | Premium gasoline | Premium gasoline | Retail | Steel | Steel | Coated & cathodic protection (sti-P3) |  | Fiberglass reinforced plastic |  |  |  | Catchment Basin, Single walled catchment basin | Flow Rest 90% Full | Flow Rest 90% Full |  |  | Automatic Tank Gauge |  | Automatic flow restrictor (MLLD), Containment Sump | Containment Sump | Interstitial Monitoring within Secondary Containment |  | Annual line testing | Annual line testing |  | UST Currently In Use: 4; UST Temp Close: 0; AST Currently In Use: 0; AST Temp Closed: 0 | 4 | 0 | 0 | 23410-069-017675 | WILLIAM G JOHNSON C/O DAVIS OIL CO
46313 | Currently in Use |  | 1996-01-08 |  | Petroleum | Off road diesel | Off road diesel | Retail | Steel | Steel | Coated & cathodic protection (sti-P3) |  | Fiberglass reinforced plastic |  |  |  | Catchment Basin, Single walled catchment basin | Flow Rest 90% Full | Flow Rest 90% Full |  |  | Automatic Tank Gauge |  | Automatic flow restrictor (MLLD), Containment Sump | Containment Sump | Interstitial Monitoring within Secondary Containment |  | Annual line testing | Annual line testing |  | UST Currently In Use: 4; UST Temp Close: 0; AST Currently In Use: 0; AST Temp Closed: 0 | 4 | 0 | 0 | 23410-069-017675 | WILLIAM G JOHNSON C/O DAVIS OIL CO
46316 | Currently in Use |  | 1996-01-08 |  | Petroleum | On road diesel | On road diesel | Retail | Steel | Steel | Coated & cathodic protection (sti-P3) |  | Fiberglass reinforced plastic |  |  |  | Catchment Basin, Single walled catchment basin | Flow Rest 90% Full | Flow Rest 90% Full |  |  | Automatic Tank Gauge |  | Automatic flow restrictor (MLLD), Containment Sump | Containment Sump | Interstitial Monitoring within Secondary Containment |  | Annual line testing | Annual line testing |  | UST Currently In Use: 4; UST Temp Close: 0; AST Currently In Use: 0; AST Temp Closed: 0 | 4 | 0 | 0 | 23410-069-017675 | WILLIAM G JOHNSON C/O DAVIS OIL CO
46317 | Currently in Use |  | 1996-04-01 |  | Petroleum | Unleaded gasoline | Unleaded gasoline | Retail | Single Wall, Steel | Steel | Coated & cathodic protection (sti-P3) |  | Double Wall, Fiberglass reinforced plastic |  |  | Other, FLEX ISOLA | Catchment Basin, Single walled catchment basin | Flow Rest 90% Full | Flow Rest 90% Full |  |  | Automatic Tank Gauge |  | Automatic flow restrictor (MLLD), Containment Sump | Containment Sump |  |  | Annual line testing | Annual line testing |  | UST Currently In Use: 3; UST Temp Close: 0; AST Currently In Use: 0; AST Temp Closed: 0 | 3 | 0 | 0 | 13284-089-007371 | H.L. MARTIN DISTRIBUTING CO.
46318 | Currently in Use |  | 1996-04-01 |  | Petroleum | Unleaded gasoline | Unleaded gasoline | Retail | Single Wall, Steel | Steel | Coated & cathodic protection (sti-P3) |  | Double Wall, Fiberglass reinforced plastic |  |  | Other, FLEX ISOLA | Catchment Basin, Single walled catchment basin | Flow Rest 90% Full | Flow Rest 90% Full |  |  | Automatic Tank Gauge |  | Automatic flow restrictor (MLLD), Containment Sump | Containment Sump |  |  | Annual line testing | Annual line testing |  | UST Currently In Use: 3; UST Temp Close: 0; AST Currently In Use: 0; AST Temp Closed: 0 | 3 | 0 | 0 | 13284-089-007371 | H.L. MARTIN DISTRIBUTING CO.
46319 | Currently in Use |  | 1996-04-01 |  | Petroleum | Premium gasoline | Premium gasoline | Retail | Single Wall, Steel | Steel | Coated & cathodic protection (sti-P3) |  | Double Wall, Fiberglass reinforced plastic |  |  | Other, FLEX ISOLA | Catchment Basin, Single walled catchment basin | Flow Rest 90% Full | Flow Rest 90% Full |  |  | Automatic Tank Gauge |  | Automatic flow restrictor (MLLD), Containment Sump | Containment Sump |  |  | Annual line testing | Annual line testing |  | UST Currently In Use: 3; UST Temp Close: 0; AST Currently In Use: 0; AST Temp Closed: 0 | 3 | 0 | 0 | 13284-089-007371 | H.L. MARTIN DISTRIBUTING CO.
46320 | Permanently Closed | 1996-05-13 | 1989-08-23 | 1996-05-13 | Petroleum | Unleaded gasoline | Unleaded gasoline | Bulk facility | Steel | Steel | Coated & cathodic protection (sti-P3) |  | Steel |  | 1901-01-01 | [15 empty] | UST Currently In Use: 0; UST Temp Close: 0; AST Currently In Use: 0; AST Temp Closed: 0 | 0 | 0 | 1 | 20068-117-017676 | LARRY AND ISARA FRANKS
46321 | Currently in Use |  | 1995-12-10 |  | Petroleum | Unleaded gasoline | Unleaded gasoline | Retail | Steel | Steel | Coated & cathodic protection (sti-P3) |  | Flexible, GEOFLEX |  |  | Other, GEOFLEX | Catchment Basin, Single walled catchment basin | Flow Rest 90% Full | Flow Rest 90% Full | Interstitial Monitoring within Secondary Containment | SENSOR TO ATG | Continuous Automatic Tank Gauge |  | Automatic flow restrictor (MLLD), Containment Sump | Containment Sump |  |  | Annual line testing | Annual line testing |  | UST Currently In Use: 2; UST Temp Close: 0; AST Currently In Use: 0; AST Temp Closed: 0 | 2 | 0 | 0 | 24837-097-017677 | RSYA, LLC
46322 | Currently in Use |  | 1995-12-10 |  | Petroleum | Premium gasoline | Premium gasoline | Retail | Steel | Steel | Coated & cathodic protection (sti-P3) |  | Flexible, GEOFLEX |  |  | Other, GEOFLEX | Catchment Basin, Single walled catchment basin | Flow Rest 90% Full | Flow Rest 90% Full | Interstitial Monitoring within Secondary Containment | SENSOR TO ATG | Continuous Automatic Tank Gauge |  | Automatic flow restrictor (MLLD), Containment Sump | Containment Sump |  |  | Annual line testing | Annual line testing |  | UST Currently In Use: 2; UST Temp Close: 0; AST Currently In Use: 0; AST Temp Closed: 0 | 2 | 0 | 0 | 24837-097-017677 | RSYA, LLC
46323 | Currently in Use |  | 1995-11-20 |  | Petroleum | Unleaded gasoline | Unleaded gasoline | Retail | Steel | Steel | Coated & cathodic protection (sti-P3) |  | Double Wall, Flexible |  |  |  | Catchment Basin, Single walled catchment basin | Automatic shutoff device At 95% full | Automatic shutoff device At 95% full |  |  | Continuous Automatic Tank Gauge |  | Automatic flow restrictor (MLLD), Containment Sump | Containment Sump |  |  | Annual line testing | Annual line testing |  | UST Currently In Use: 4; UST Temp Close: 0; AST Currently In Use: 0; AST Temp Closed: 0 | 4 | 0 | 0 | 11453-003-017678 | DIAMOND GASOLINE STATIONS, INC.
46324 | Currently in Use |  | 1995-11-20 |  | Petroleum | Unleaded gasoline | Unleaded gasoline | Retail | Steel | Steel | Coated & cathodic protection (sti-P3) |  | Double Wall, Flexible |  |  |  | Catchment Basin, Single walled catchment basin | Automatic shutoff device At 95% full | Automatic shutoff device At 95% full |  |  | Continuous Automatic Tank Gauge |  | Automatic flow restrictor (MLLD), Containment Sump | Containment Sump |  |  | Annual line testing | Annual line testing |  | UST Currently In Use: 4; UST Temp Close: 0; AST Currently In Use: 0; AST Temp Closed: 0 | 4 | 0 | 0 | 11453-003-017678 | DIAMOND GASOLINE STATIONS, INC.
46325 | Currently in Use |  | 1995-11-20 |  | Petroleum | Premium gasoline | Premium gasoline | Retail | Steel | Steel | Coated & cathodic protection (sti-P3) |  | Double Wall, Flexible |  |  |  | Catchment Basin, Single walled catchment basin | Automatic shutoff device At 95% full | Automatic shutoff device At 95% full |  |  | Continuous Automatic Tank Gauge |  | Automatic flow restrictor (MLLD), Containment Sump | Containment Sump |  |  | Annual line testing | Annual line testing |  | UST Currently In Use: 4; UST Temp Close: 0; AST Currently In Use: 0; AST Temp Closed: 0 | 4 | 0 | 0 | 11453-003-017678 | DIAMOND GASOLINE STATIONS, INC.
46326 | Currently in Use |  | 1995-11-20 |  | Petroleum | On road diesel | On road diesel | Retail | Steel | Steel | Coated & cathodic protection (sti-P3) |  | Double Wall, Flexible |  |  |  | Catchment Basin, Single walled catchment basin | Automatic shutoff device At 95% full | Automatic shutoff device At 95% full |  |  | Continuous Automatic Tank Gauge |  | Automatic flow restrictor (MLLD), Containment Sump | Containment Sump |  |  | Annual line testing | Annual line testing |  | UST Currently In Use: 4; UST Temp Close: 0; AST Currently In Use: 0; AST Temp Closed: 0 | 4 | 0 | 0 | 11453-003-017678 | DIAMOND GASOLINE STATIONS, INC.
46327 | Currently in Use |  | 1996-01-15 |  | Petroleum | Unleaded gasoline | Unleaded gasoline | Industrial | Fiberglass reinforced plastic, Single Wall | Single Wall |  |  | Fiberglass reinforced plastic, Single Wall |  |  |  | Catchment Basin, Single walled catchment basin | Automatic shutoff device At 95% full | Automatic shutoff device At 95% full |  |  | Automatic Tank Gauge | [8 empty] | UST Currently In Use: 2; UST Temp Close: 0; AST Currently In Use: 0; AST Temp Closed: 0 | 2 | 0 | 1 | 13686-093-003373 | NORTHWEST ALABAMA GAS DISTRICT
46328 | Currently in Use |  | 1996-01-15 |  | Petroleum | On road diesel | On road diesel | Industrial | Fiberglass reinforced plastic, Single Wall | Single Wall |  |  | Fiberglass reinforced plastic, Single Wall |  |  |  | Catchment Basin, Single walled catchment basin | Automatic shutoff device At 95% full | Automatic shutoff device At 95% full |  |  | Automatic Tank Gauge | [8 empty] | UST Currently In Use: 2; UST Temp Close: 0; AST Currently In Use: 0; AST Temp Closed: 0 | 2 | 0 | 1 | 13686-093-003373 | NORTHWEST ALABAMA GAS DISTRICT
46329 | Currently in Use |  | 1996-02-10 |  | Petroleum | Unleaded gasoline | Unleaded gasoline | Retail | Single Wall, Steel | Steel | Coated & cathodic protection (sti-P3) |  | Double Wall, Flexible |  |  |  | Catchment Basin, Single walled catchment basin | Flow Rest 90% Full | Flow Rest 90% Full |  |  | Automatic Tank Gauge | Single walled submersible pump containment sump | Automatic flow restrictor (MLLD), Containment Sump | Containment Sump |  | SENSOR TO ATG | Annual line testing, Continuous alarm system | Continuous alarm system |  | UST Currently In Use: 2; UST Temp Close: 0; AST Currently In Use: 0; AST Temp Closed: 0 | 2 | 0 | 0 | 25244-043-017679 | MEX NORTH ALABAMA, LLC.
46330 | Currently in Use |  | 1996-02-10 |  | Petroleum | Premium gasoline | Premium gasoline | Retail | Single Wall, Steel | Steel | Coated & cathodic protection (sti-P3) |  | Double Wall, Flexible |  |  |  | Catchment Basin, Single walled catchment basin | Flow Rest 90% Full | Flow Rest 90% Full |  |  | Automatic Tank Gauge | Single walled submersible pump containment sump | Automatic flow restrictor (MLLD), Containment Sump | Containment Sump |  | SENSOR TO ATG | Annual line testing, Continuous alarm system | Continuous alarm system |  | UST Currently In Use: 2; UST Temp Close: 0; AST Currently In Use: 0; AST Temp Closed: 0 | 2 | 0 | 0 | 25244-043-017679 | MEX NORTH ALABAMA, LLC.
46331 | Currently in Use |  | 1996-03-08 |  | Petroleum | Unleaded gasoline | Unleaded gasoline | Retail | Fiberglass coated steel, Single Wall | Single Wall |  |  | Double Wall, Fiberglass reinforced plastic |  | 1901-01-01 |  | Catchment Basin, Single walled catchment basin | Automatic shutoff device At 95% full | Automatic shutoff device At 95% full |  |  | Continuous Automatic Tank Gauge |  | Automatic flow restrictor (MLLD) | Automatic flow restrictor (MLLD) |  |  | Annual line testing | Annual line testing |  | UST Currently In Use: 3; UST Temp Close: 0; AST Currently In Use: 0; AST Temp Closed: 0 | 3 | 0 | 2 | 22663-073-007385 | HOOVER FUEL LLC
46332 | Currently in Use | 2012-12-01 | 1996-03-08 |  | Petroleum | Mid-grade gasoline | Mid-grade gasoline | Retail | Fiberglass coated steel, Single Wall | Single Wall |  |  | Double Wall, Fiberglass reinforced plastic |  | 1901-01-01 |  | Catchment Basin, Single walled catchment basin | Flow Rest 90% Full | Flow Rest 90% Full | [8 empty] | Annual line testing | Annual line testing |  | UST Currently In Use: 3; UST Temp Close: 0; AST Currently In Use: 0; AST Temp Closed: 0 | 3 | 0 | 2 | 22663-073-007385 | HOOVER FUEL LLC
46333 | Currently in Use |  | 1996-03-08 |  | Petroleum | Premium gasoline | Premium gasoline | Retail | Fiberglass coated steel, Single Wall | Single Wall |  |  | Double Wall, Fiberglass reinforced plastic |  | 1901-01-01 |  | Catchment Basin, Single walled catchment basin | Automatic shutoff device At 95% full | Automatic shutoff device At 95% full |  |  | Continuous Automatic Tank Gauge |  | Automatic flow restrictor (MLLD) | Automatic flow restrictor (MLLD) |  |  | Annual line testing | Annual line testing |  | UST Currently In Use: 3; UST Temp Close: 0; AST Currently In Use: 0; AST Temp Closed: 0 | 3 | 0 | 2 | 22663-073-007385 | HOOVER FUEL LLC
46334 | Currently in Use |  | 1996-04-12 |  | Petroleum | Unleaded gasoline | Unleaded gasoline | Retail | Single Wall, Steel | Steel | Coated & cathodic protection (sti-P3) |  | Double Wall, Flexible | APT |  |  | Catchment Basin, Single walled catchment basin | Flow Rest 90% Full | Flow Rest 90% Full |  |  | Continuous Automatic Tank Gauge |  | Automatic flow restrictor (MLLD), Containment Sump, Sump sensor relayed to automatically shut off submersible pump | Sump sensor relayed to automatically shut off submersible pump | Interstitial Monitoring within Secondary Containment | SENSOR TO ATG | Continuous alarm system | Continuous alarm system |  | UST Currently In Use: 4; UST Temp Close: 0; AST Currently In Use: 0; AST Temp Closed: 0 | 4 | 0 | 3 | 24654-055-005691 | SANJAY PATEL
46335 | Currently in Use |  | 1996-04-12 |  | Petroleum | Premium gasoline | Premium gasoline | Retail | Single Wall, Steel | Steel | Coated & cathodic protection (sti-P3) |  | Double Wall, Flexible | APT |  |  | Catchment Basin, Single walled catchment basin | Automatic shutoff device At 95% full | Automatic shutoff device At 95% full |  |  | Continuous Automatic Tank Gauge |  | Automatic flow restrictor (MLLD), Containment Sump, Sump sensor relayed to automatically shut off submersible pump | Sump sensor relayed to automatically shut off submersible pump | Interstitial Monitoring within Secondary Containment | SENSOR TO ATG | Continuous alarm system | Continuous alarm system |  | UST Currently In Use: 4; UST Temp Close: 0; AST Currently In Use: 0; AST Temp Closed: 0 | 4 | 0 | 3 | 24654-055-005691 | SANJAY PATEL
46336 | Currently in Use |  | 1996-04-12 |  | Petroleum | On road diesel | On road diesel | Retail | Single Wall, Steel | Steel | Coated & cathodic protection (sti-P3) |  | Fiberglass reinforced plastic, Single Wall |  |  |  | Catchment Basin, Single walled catchment basin | Automatic shutoff device At 95% full | Automatic shutoff device At 95% full |  |  | Continuous Automatic Tank Gauge | [8 empty] | UST Currently In Use: 4; UST Temp Close: 0; AST Currently In Use: 0; AST Temp Closed: 0 | 4 | 0 | 3 | 24654-055-005691 | SANJAY PATEL
46337 | Currently in Use |  | 1996-04-12 |  | Petroleum | Other, OFFROAD | Other | Retail | Single Wall, Steel | Steel | Coated & cathodic protection (sti-P3) |  | Fiberglass reinforced plastic, Single Wall |  |  |  | Catchment Basin, Single walled catchment basin | Automatic shutoff device At 95% full | Automatic shutoff device At 95% full |  |  | Continuous Automatic Tank Gauge | [8 empty] | UST Currently In Use: 4; UST Temp Close: 0; AST Currently In Use: 0; AST Temp Closed: 0 | 4 | 0 | 3 | 24654-055-005691 | SANJAY PATEL
46338 |  |  | 1982-01-01 |  | Petroleum | Unleaded gasoline | Unleaded gasoline | Retail | Steel | Steel | Coated & cathodic protection (sti-P3) |  | Steel |  | 1901-01-01 | None | Catchment Basin, Single walled catchment basin | Flow Rest 90% Full | Flow Rest 90% Full |  |  | Continuous Automatic Tank Gauge |  | Automatic shutoff device (AELLD) | Automatic shutoff device (AELLD) | [5 empty] | UST Currently In Use: 0; UST Temp Close: 0; AST Currently In Use: 0; AST Temp Closed: 0 | 0 | 0 | 0 | 20074-073-017682 | JOHN CARROLL
46339 |  |  | 1982-01-01 |  | Petroleum | Unleaded gasoline | Unleaded gasoline | Retail | Steel | Steel | Coated & cathodic protection (sti-P3) |  | Steel |  | 1901-01-01 | None | Catchment Basin, Single walled catchment basin | Flow Rest 90% Full | Flow Rest 90% Full |  |  | Continuous Automatic Tank Gauge |  | Automatic shutoff device (AELLD) | Automatic shutoff device (AELLD) | [5 empty] | UST Currently In Use: 0; UST Temp Close: 0; AST Currently In Use: 0; AST Temp Closed: 0 | 0 | 0 | 0 | 20074-073-017682 | JOHN CARROLL
46340 | Currently in Use |  | 1996-03-22 |  | Petroleum | Unleaded gasoline | Unleaded gasoline | Retail | Double Wall, Fiberglass reinforced plastic | Fiberglass reinforced plastic |  |  | Double Wall, Fiberglass reinforced plastic |  | 1901-01-01 |  | Catchment Basin, Single walled catchment basin | Flow Rest 90% Full | Flow Rest 90% Full |  |  | Continuous Automatic Tank Gauge | Single walled submersible pump containment sump | Automatic flow restrictor (MLLD), Containment Sump | Containment Sump | Interstitial Monitoring within Secondary Containment | MANUAL/VISUAL CHECK | Annual line testing | Annual line testing |  | UST Currently In Use: 3; UST Temp Close: 0; AST Currently In Use: 0; AST Temp Closed: 0 | 3 | 0 | 2 | 25530-089-007350 | DHARM INC DBA KRUPA FOOD MART
46341 | Currently in Use |  | 1996-03-22 |  | Petroleum | On road diesel | On road diesel | Retail | Double Wall, Fiberglass reinforced plastic | Fiberglass reinforced plastic |  |  | Double Wall, Fiberglass reinforced plastic |  | 1901-01-01 |  | Catchment Basin, Single walled catchment basin | Flow Rest 90% Full | Flow Rest 90% Full |  |  | Continuous Automatic Tank Gauge | Single walled submersible pump containment sump | Automatic flow restrictor (MLLD), Containment Sump | Containment Sump | Interstitial Monitoring within Secondary Containment | MANUAL/VISUAL CHECK | Annual line testing | Annual line testing |  | UST Currently In Use: 3; UST Temp Close: 0; AST Currently In Use: 0; AST Temp Closed: 0 | 3 | 0 | 2 | 25530-089-007350 | DHARM INC DBA KRUPA FOOD MART
46342 | Currently in Use |  | 1996-03-22 |  | Petroleum | Premium gasoline | Premium gasoline | Retail | Double Wall, Fiberglass reinforced plastic | Fiberglass reinforced plastic |  |  | Double Wall, Fiberglass reinforced plastic |  | 1901-01-01 |  | Catchment Basin, Single walled catchment basin | Flow Rest 90% Full | Flow Rest 90% Full |  |  | Continuous Automatic Tank Gauge | Single walled submersible pump containment sump | Automatic flow restrictor (MLLD), Containment Sump | Containment Sump | Interstitial Monitoring within Secondary Containment | MANUAL/VISUAL CHECK | Annual line testing | Annual line testing |  | UST Currently In Use: 3; UST Temp Close: 0; AST Currently In Use: 0; AST Temp Closed: 0 | 3 | 0 | 2 | 25530-089-007350 | DHARM INC DBA KRUPA FOOD MART
46343 | Permanently Closed | 2001-01-03 | 1982-07-15 | 2014-09-05 | Petroleum | Premium gasoline | Premium gasoline | Retail | Steel | Steel | Field installed cathodic protection |  | Steel |  | 1901-01-01 | Field installed cathodic protection | Catchment Basin, Single walled catchment basin | Flow Rest 90% Full | Flow Rest 90% Full | [11 empty] | UST Currently In Use: 0; UST Temp Close: 0; AST Currently In Use: 0; AST Temp Closed: 0 | 0 | 0 | 4 | 24469-043-015408 | JUNIOR T MOODY CONSTRUCTION LLC
46344 | Permanently Closed | 2001-01-03 | 1982-07-15 | 2014-09-05 | Petroleum | On road diesel | On road diesel | Retail | Steel | Steel | Field installed cathodic protection |  | Steel |  | 1901-01-01 | Field installed cathodic protection | Catchment Basin, Single walled catchment basin | Flow Rest 90% Full | Flow Rest 90% Full | [11 empty] | UST Currently In Use: 0; UST Temp Close: 0; AST Currently In Use: 0; AST Temp Closed: 0 | 0 | 0 | 4 | 24469-043-015408 | JUNIOR T MOODY CONSTRUCTION LLC
46345 | Currently in Use |  | 1995-12-22 |  | Petroleum | Unleaded gasoline | Unleaded gasoline | Retail | Single Wall, Steel | Steel | Coated & cathodic protection (sti-P3) |  | Fiberglass reinforced plastic, Single Wall |  |  |  | Catchment Basin, Single walled catchment basin | Automatic shutoff device At 95% full, Flow Rest 90% Full | Flow Rest 90% Full |  |  | Continuous Automatic Tank Gauge | [8 empty] | UST Currently In Use: 3; UST Temp Close: 0; AST Currently In Use: 0; AST Temp Closed: 0 | 3 | 0 | 0 | 23713-095-017683 | RAHULKUMAR MODI
46346 | Currently in Use |  | 1995-12-22 |  | Petroleum | Premium gasoline | Premium gasoline | Retail | Single Wall, Steel | Steel | Coated & cathodic protection (sti-P3) |  | Fiberglass reinforced plastic, Single Wall |  |  |  | Catchment Basin, Single walled catchment basin | Automatic shutoff device At 95% full, Flow Rest 90% Full | Flow Rest 90% Full |  |  | Continuous Automatic Tank Gauge | [8 empty] | UST Currently In Use: 3; UST Temp Close: 0; AST Currently In Use: 0; AST Temp Closed: 0 | 3 | 0 | 0 | 23713-095-017683 | RAHULKUMAR MODI
46347 | Currently in Use |  | 1995-12-22 |  | Petroleum | On road diesel | On road diesel | Retail | Single Wall, Steel | Steel | Coated & cathodic protection (sti-P3) |  | Double Wall, Flexible, ENVIRON |  |  |  | Catchment Basin, Single walled catchment basin | Automatic shutoff device At 95% full, Flow Rest 90% Full | Flow Rest 90% Full |  |  | Continuous Automatic Tank Gauge |  | Automatic flow restrictor (MLLD) | Automatic flow restrictor (MLLD) |  |  | Annual line testing | Annual line testing |  | UST Currently In Use: 3; UST Temp Close: 0; AST Currently In Use: 0; AST Temp Closed: 0 | 3 | 0 | 0 | 23713-095-017683 | RAHULKUMAR MODI
46348 | Currently in Use |  | 1996-03-15 |  | Petroleum | Unleaded gasoline | Unleaded gasoline | Retail | Fiberglass coated steel | Fiberglass coated steel |  |  | Flexible |  | 1901-01-01 |  | Catchment Basin, Single walled catchment basin | Flow Rest 90% Full | Flow Rest 90% Full |  |  | Automatic Tank Gauge |  | Automatic shutoff device (AELLD), Sump sensor relayed to automatically shut off submersible pump, STP SUMP | Sump sensor relayed to automatically shut off submersible pump | Interstitial Monitoring within Secondary Containment |  | Automatic electronic line leak detector (AELLD), Continuous alarm system | Continuous alarm system |  | UST Currently In Use: 2; UST Temp Close: 0; AST Currently In Use: 0; AST Temp Closed: 0 | 2 | 0 | 0 | 13526-117-017685 | MOORE OIL COMPANY, INC.
46349 | Currently in Use |  | 1996-03-15 |  | Petroleum | Premium gasoline | Premium gasoline | Retail | Fiberglass coated steel | Fiberglass coated steel |  |  | Flexible |  | 1901-01-01 |  | Catchment Basin, Single walled catchment basin | Flow Rest 90% Full | Flow Rest 90% Full |  |  | Automatic Tank Gauge |  | Automatic shutoff device (AELLD), Sump sensor relayed to automatically shut off submersible pump | Sump sensor relayed to automatically shut off submersible pump | Interstitial Monitoring within Secondary Containment |  | Automatic electronic line leak detector (AELLD), Continuous alarm system | Continuous alarm system |  | UST Currently In Use: 2; UST Temp Close: 0; AST Currently In Use: 0; AST Temp Closed: 0 | 2 | 0 | 0 | 13526-117-017685 | MOORE OIL COMPANY, INC.
46350 | Currently in Use |  | 1996-03-26 |  | Petroleum | On road diesel | On road diesel | Retail | Steel | Steel | Coated & cathodic protection (sti-P3), Field installed cathodic protection |  | Double Wall, Fiberglass reinforced plastic |  |  |  | Catchment Basin, Single walled catchment basin | Flow Rest 90% Full | Flow Rest 90% Full |  |  | Statistical Inventory Reconciliation (SIR) |  | Automatic flow restrictor (MLLD), Containment Sump | Containment Sump |  |  | Statistical inventory reconciliation (SIR) | Statistical inventory reconciliation (SIR) |  | UST Currently In Use: 3; UST Temp Close: 0; AST Currently In Use: 0; AST Temp Closed: 0 | 3 | 0 | 1 | 23413-081-015224 | CIRCLE K STORES, INC.
46351 | Currently in Use |  | 1996-04-05 |  | Petroleum | Unleaded gasoline | Unleaded gasoline | Retail | Double Wall, Steel | Steel | Coated & cathodic protection (sti-P3) |  | Double Wall, Fiberglass reinforced plastic |  |  |  | Catchment Basin, Single walled catchment basin | Flow Rest 90% Full | Flow Rest 90% Full |  |  | Continuous Automatic Tank Gauge |  | Automatic shutoff device (AELLD), Containment Sump | Containment Sump |  |  | Continuous alarm system | Continuous alarm system |  | UST Currently In Use: 3; UST Temp Close: 0; AST Currently In Use: 0; AST Temp Closed: 0 | 3 | 0 | 0 | 22069-121-017686 | SAM'S PROPERTIES LLC
46352 | Currently in Use |  | 1996-04-05 |  | Petroleum | Premium gasoline | Premium gasoline | Retail | Double Wall, Steel | Steel | Coated & cathodic protection (sti-P3) |  | Double Wall, Fiberglass reinforced plastic |  |  |  | Catchment Basin, Single walled catchment basin | Flow Rest 90% Full | Flow Rest 90% Full |  |  | Continuous Automatic Tank Gauge |  | Automatic shutoff device (AELLD), Containment Sump | Containment Sump |  |  | Continuous alarm system | Continuous alarm system |  | UST Currently In Use: 3; UST Temp Close: 0; AST Currently In Use: 0; AST Temp Closed: 0 | 3 | 0 | 0 | 22069-121-017686 | SAM'S PROPERTIES LLC
46353 | Currently in Use |  | 1990-06-01 |  | Petroleum | Premium gasoline | Premium gasoline | Retail | Steel | Steel | Coated & cathodic protection (sti-P3) |  | Double Wall, Fiberglass reinforced plastic |  |  |  | Catchment Basin, Single walled catchment basin | Flow Rest 90% Full | Flow Rest 90% Full |  |  | Automatic Tank Gauge | Single walled submersible pump containment sump | Automatic shutoff device (AELLD), Containment Sump | Containment Sump |  |  | Continuous alarm system | Continuous alarm system |  | UST Currently In Use: 3; UST Temp Close: 0; AST Currently In Use: 0; AST Temp Closed: 0 | 3 | 0 | 3 | 25643-001-005735 | CENTRAL ALABAMA COMMERCIAL PROP. LLC
46354 | Currently in Use |  | 1996-04-15 |  | Petroleum | Unleaded gasoline | Unleaded gasoline | Retail | Steel | Steel | Coated & cathodic protection (sti-P3) |  | Double Wall, Fiberglass reinforced plastic |  |  |  | Catchment Basin, Single walled catchment basin | Flow Rest 90% Full | Flow Rest 90% Full |  |  | Automatic Tank Gauge | Single walled submersible pump containment sump | Automatic shutoff device (AELLD), Containment Sump | Containment Sump |  |  | Continuous alarm system | Continuous alarm system |  | UST Currently In Use: 3; UST Temp Close: 0; AST Currently In Use: 0; AST Temp Closed: 0 | 3 | 0 | 3 | 25643-001-005735 | CENTRAL ALABAMA COMMERCIAL PROP. LLC
46355 | Currently in Use |  | 1996-04-15 |  | Petroleum | On road diesel | On road diesel | Retail | Steel | Steel | Coated & cathodic protection (sti-P3) |  | Double Wall, Fiberglass reinforced plastic |  |  |  | Catchment Basin, Single walled catchment basin | Flow Rest 90% Full | Flow Rest 90% Full |  |  | Automatic Tank Gauge | Single walled submersible pump containment sump | Automatic shutoff device (AELLD), Containment Sump | Containment Sump |  |  | Continuous alarm system | Continuous alarm system |  | UST Currently In Use: 3; UST Temp Close: 0; AST Currently In Use: 0; AST Temp Closed: 0 | 3 | 0 | 3 | 25643-001-005735 | CENTRAL ALABAMA COMMERCIAL PROP. LLC
46356 | Currently in Use |  | 1994-03-17 |  | Petroleum | Unleaded gasoline | Unleaded gasoline | Retail | Steel, 8K/4K | Steel | Coated & cathodic protection (sti-P3), Field installed cathodic protection |  | Fiberglass reinforced plastic |  |  |  | Catchment Basin, Single walled catchment basin | Flow Rest 90% Full | Flow Rest 90% Full |  |  | Statistical Inventory Reconciliation (SIR) |  | Automatic flow restrictor (MLLD), Containment Sump | Containment Sump |  |  | Statistical inventory reconciliation (SIR) | Statistical inventory reconciliation (SIR) |  | UST Currently In Use: 1; UST Temp Close: 0; AST Currently In Use: 1; AST Temp Closed: 0 | 1 | 0 | 0 | 21499-115-005585 | YOUSEF YAQOUB INC
46357 | Currently in Use |  | 1996-03-22 |  | Petroleum | Unleaded gasoline | Unleaded gasoline | Retail | Fiberglass reinforced plastic | Fiberglass reinforced plastic |  |  | Fiberglass reinforced plastic |  | 1901-01-01 |  | Catchment Basin, Single walled catchment basin | Flow Rest 90% Full | Flow Rest 90% Full |  |  | Continuous Automatic Tank Gauge |  | Automatic shutoff device (AELLD) | Automatic shutoff device (AELLD) | [5 empty] | UST Currently In Use: 3; UST Temp Close: 0; AST Currently In Use: 0; AST Temp Closed: 0 | 3 | 0 | 2 | 22742-089-007353 | SHRI SWAMI INC.
46358 | Currently in Use |  | 1996-03-22 |  | Petroleum | Mid-grade gasoline | Mid-grade gasoline | Retail | Fiberglass reinforced plastic | Fiberglass reinforced plastic |  |  | Fiberglass reinforced plastic |  | 1901-01-01 |  | Catchment Basin, Single walled catchment basin | Flow Rest 90% Full | Flow Rest 90% Full |  |  | Continuous Automatic Tank Gauge |  | Automatic shutoff device (AELLD) | Automatic shutoff device (AELLD) | [5 empty] | UST Currently In Use: 3; UST Temp Close: 0; AST Currently In Use: 0; AST Temp Closed: 0 | 3 | 0 | 2 | 22742-089-007353 | SHRI SWAMI INC.
46359 | Currently in Use |  | 1996-03-22 |  | Petroleum | Premium gasoline | Premium gasoline | Retail | Fiberglass reinforced plastic | Fiberglass reinforced plastic |  |  | Fiberglass reinforced plastic |  | 1901-01-01 |  | Catchment Basin, Single walled catchment basin | Flow Rest 90% Full | Flow Rest 90% Full |  |  | Continuous Automatic Tank Gauge |  | Automatic shutoff device (AELLD) | Automatic shutoff device (AELLD) | [5 empty] | UST Currently In Use: 3; UST Temp Close: 0; AST Currently In Use: 0; AST Temp Closed: 0 | 3 | 0 | 2 | 22742-089-007353 | SHRI SWAMI INC.
46360 | Currently in Use |  | 1996-03-15 |  | Petroleum | Unleaded gasoline | Unleaded gasoline | Retail | Fiberglass reinforced plastic, Single Wall | Single Wall |  |  | Double Wall, Fiberglass reinforced plastic, 2-PIECES |  | 1901-01-01 |  | Catchment Basin, Single walled catchment basin | Automatic shutoff device At 95% full, Flow Rest 90% Full | Flow Rest 90% Full |  |  | Continuous Automatic Tank Gauge |  | Automatic shutoff device (AELLD) | Automatic shutoff device (AELLD) | [5 empty] | UST Currently In Use: 3; UST Temp Close: 0; AST Currently In Use: 0; AST Temp Closed: 0 | 3 | 0 | 2 | 24624-073-007389 | MALIK BUDHWANI
46361 | Currently in Use |  | 1996-03-15 |  | Petroleum | Premium gasoline | Premium gasoline | Retail | Fiberglass reinforced plastic, Single Wall | Single Wall |  |  | Double Wall, Fiberglass reinforced plastic, 2-PIECES |  | 1901-01-01 |  | Catchment Basin, Single walled catchment basin | Flow Rest 90% Full | Flow Rest 90% Full |  |  | Continuous Automatic Tank Gauge |  | Automatic shutoff device (AELLD) | Automatic shutoff device (AELLD) | [5 empty] | UST Currently In Use: 3; UST Temp Close: 0; AST Currently In Use: 0; AST Temp Closed: 0 | 3 | 0 | 2 | 24624-073-007389 | MALIK BUDHWANI
46362 | Currently in Use |  | 1996-03-15 |  | Petroleum | Unleaded gasoline | Unleaded gasoline | Retail | Fiberglass reinforced plastic, Single Wall | Single Wall |  |  | Double Wall, Fiberglass reinforced plastic, 2-PIECES |  | 1901-01-01 |  | Catchment Basin, Single walled catchment basin | Flow Rest 90% Full | Flow Rest 90% Full |  |  | Continuous Automatic Tank Gauge |  | Automatic shutoff device (AELLD) | Automatic shutoff device (AELLD) | [5 empty] | UST Currently In Use: 3; UST Temp Close: 0; AST Currently In Use: 0; AST Temp Closed: 0 | 3 | 0 | 2 | 24624-073-007389 | MALIK BUDHWANI
46363 | Currently in Use |  | 1996-03-15 |  | Petroleum | Unleaded gasoline | Unleaded gasoline | Retail | Fiberglass reinforced plastic, Single Wall | Single Wall |  |  | Double Wall, Fiberglass reinforced plastic |  |  |  | Catchment Basin, Single walled catchment basin | Automatic shutoff device At 95% full | Automatic shutoff device At 95% full |  |  | Continuous Automatic Tank Gauge |  | Automatic shutoff device (AELLD), Containment Sump | Containment Sump | [5 empty] | UST Currently In Use: 2; UST Temp Close: 0; AST Currently In Use: 0; AST Temp Closed: 0 | 2 | 0 | 2 | 22947-103-007363 | THREE PREET, INC.
46364 | Currently in Use |  | 1996-03-15 |  | Petroleum | Premium gasoline | Premium gasoline | Retail | Fiberglass reinforced plastic, Single Wall | Single Wall |  |  | Double Wall, Fiberglass reinforced plastic |  |  |  | Catchment Basin, Single walled catchment basin | Automatic shutoff device At 95% full | Automatic shutoff device At 95% full |  |  | Continuous Automatic Tank Gauge |  | Automatic shutoff device (AELLD), Containment Sump | Containment Sump | [5 empty] | UST Currently In Use: 2; UST Temp Close: 0; AST Currently In Use: 0; AST Temp Closed: 0 | 2 | 0 | 2 | 22947-103-007363 | THREE PREET, INC.
46365 | Temporary Closed | 2010-02-01 | 1996-06-01 |  | Petroleum | Mid-grade gasoline | Mid-grade gasoline | Retail | Fiberglass reinforced plastic, Single Wall | Single Wall |  |  | Double Wall, Fiberglass reinforced plastic |  |  |  | Catchment Basin, Single walled catchment basin | Flow Rest 90% Full | Flow Rest 90% Full |  |  | Continuous Automatic Tank Gauge |  | Automatic flow restrictor (MLLD), Containment Sump | Containment Sump |  |  | Annual line testing | Annual line testing |  | UST Currently In Use: 0; UST Temp Close: 4; AST Currently In Use: 0; AST Temp Closed: 0 | 0 | 4 | 2 | 23546-009-006684 | BAYVIEW FINANCIAL LOAN, LLC
46366 | Temporary Closed | 2010-02-01 | 1996-06-01 |  | Petroleum | Unleaded gasoline | Unleaded gasoline | Retail | Fiberglass reinforced plastic, Single Wall | Single Wall |  |  | Double Wall, Fiberglass reinforced plastic |  |  |  | Catchment Basin, Single walled catchment basin | Flow Rest 90% Full | Flow Rest 90% Full |  |  | Continuous Automatic Tank Gauge |  | Automatic flow restrictor (MLLD), Containment Sump | Containment Sump |  |  | Annual line testing | Annual line testing |  | UST Currently In Use: 0; UST Temp Close: 4; AST Currently In Use: 0; AST Temp Closed: 0 | 0 | 4 | 2 | 23546-009-006684 | BAYVIEW FINANCIAL LOAN, LLC
46367 | Currently in Use |  | 1995-09-11 |  | Petroleum | Unleaded gasoline | Unleaded gasoline | Retail | Single Wall, Steel, 8R/4P | Steel | Coated & cathodic protection (sti-P3) |  | Double Wall, Fiberglass reinforced plastic |  |  |  | Catchment Basin, Single walled catchment basin | Flow Rest 90% Full | Flow Rest 90% Full |  |  | Continuous Automatic Tank Gauge |  | Automatic flow restrictor (MLLD), Containment Sump | Containment Sump |  |  | Annual line testing | Annual line testing |  | UST Currently In Use: 2; UST Temp Close: 0; AST Currently In Use: 0; AST Temp Closed: 0 | 2 | 0 | 0 | 23768-121-017687 | ALTAF VIRANI
46368 | Currently in Use |  | 1995-09-11 |  | Petroleum | On road diesel | On road diesel | Retail | Single Wall, Steel | Steel | Coated & cathodic protection (sti-P3) |  | Fiberglass reinforced plastic, Single Wall |  |  |  | Catchment Basin, Single walled catchment basin | Flow Rest 90% Full | Flow Rest 90% Full |  |  | Continuous Automatic Tank Gauge | [8 empty] | UST Currently In Use: 2; UST Temp Close: 0; AST Currently In Use: 0; AST Temp Closed: 0 | 2 | 0 | 0 | 23768-121-017687 | ALTAF VIRANI
46369 | Permanently Closed | 2014-12-20 | 1996-04-04 | 2016-12-20 | Petroleum | Unleaded gasoline | Unleaded gasoline | Retail | Steel | Steel | Coated & cathodic protection (sti-P3) |  | Flexible |  | 2010-10-26 | Other, FLXS ISOLA | Catchment Basin, Single walled catchment basin | Flow Rest 90% Full | Flow Rest 90% Full |  |  | Automatic Tank Gauge |  | Containment Sump, SENSR FAIL | Containment Sump |  |  | Annual line testing | Annual line testing |  | UST Currently In Use: 0; UST Temp Close: 0; AST Currently In Use: 0; AST Temp Closed: 0 | 0 | 0 | 5 | 25079-097-007396 | 6401 OLD SHELL ROAD, LLC
46370 | Permanently Closed | 2014-12-20 | 1996-04-04 | 2016-12-20 | Petroleum | Premium gasoline | Premium gasoline | Retail | Steel | Steel | Coated & cathodic protection (sti-P3) |  | Flexible |  |  | Other, FLXS ISOLA | Catchment Basin, Single walled catchment basin | Flow Rest 90% Full | Flow Rest 90% Full |  |  | Automatic Tank Gauge |  | Containment Sump, SENSR FAIL | Containment Sump |  |  | Annual line testing | Annual line testing |  | UST Currently In Use: 0; UST Temp Close: 0; AST Currently In Use: 0; AST Temp Closed: 0 | 0 | 0 | 5 | 25079-097-007396 | 6401 OLD SHELL ROAD, LLC
46371 | Currently in Use |  | 1996-05-14 |  | Petroleum | Unleaded gasoline | Unleaded gasoline | Retail | Steel, PIT LINER | Steel | Coated & cathodic protection (sti-P3) |  | Flexible |  | 1901-01-01 | Other, FLEX ISOLA | Catchment Basin, Single walled catchment basin | Flow Rest 90% Full | Flow Rest 90% Full |  |  | Continuous Automatic Tank Gauge | [8 empty] | UST Currently In Use: 1; UST Temp Close: 0; AST Currently In Use: 0; AST Temp Closed: 0 | 1 | 0 | 0 | 26021-081-017688 | DEEP CONVENIENCE LLC
46373 | Permanently Closed | 2007-05-25 | 1996-02-06 | 2007-05-25 | Petroleum | Unleaded gasoline | Unleaded gasoline | Retail | Steel | Steel | Coated & cathodic protection (sti-P3) |  | Flexible, ENVIRON |  | 1901-01-01 |  | Catchment Basin, Single walled catchment basin | Flow Rest 90% Full | Flow Rest 90% Full |  |  | Automatic Tank Gauge |  |  |  | Interstitial Monitoring within Secondary Containment |  | Continuous alarm system | Continuous alarm system |  | UST Currently In Use: 0; UST Temp Close: 0; AST Currently In Use: 0; AST Temp Closed: 0 | 0 | 0 | 2 | 22828-051-017689 | LUMP SUM, LLC
46374 | Permanently Closed | 2007-05-25 | 1996-02-06 | 2007-05-25 | Petroleum | Premium gasoline | Premium gasoline | Retail | Steel | Steel | Coated & cathodic protection (sti-P3) |  | Flexible, ENVIRON |  | 1901-01-01 |  | Catchment Basin, Single walled catchment basin | Flow Rest 90% Full | Flow Rest 90% Full |  |  | Automatic Tank Gauge |  |  |  | Interstitial Monitoring within Secondary Containment |  | Continuous alarm system | Continuous alarm system |  | UST Currently In Use: 0; UST Temp Close: 0; AST Currently In Use: 0; AST Temp Closed: 0 | 0 | 0 | 2 | 22828-051-017689 | LUMP SUM, LLC
46375 | Currently in Use |  | 1996-04-15 |  | Petroleum | Unleaded gasoline | Unleaded gasoline | Retail | Single Wall, Steel | Steel | Coated & cathodic protection (sti-P3), Field installed cathodic protection |  | Fiberglass reinforced plastic, Single Wall |  |  |  | Catchment Basin, Single walled catchment basin | Automatic shutoff device At 95% full | Automatic shutoff device At 95% full |  |  | Automatic Tank Gauge, Statistical Inventory Reconciliation (SIR) | [8 empty] | UST Currently In Use: 3; UST Temp Close: 0; AST Currently In Use: 0; AST Temp Closed: 0 | 3 | 0 | 2 | 11576-089-004827 | DUTCH OIL COMPANY
46376 | Currently in Use |  | 1995-04-01 |  | Petroleum | Unleaded gasoline | Unleaded gasoline | Retail | Fiberglass reinforced plastic | Fiberglass reinforced plastic |  |  | Flexible |  | 1901-01-01 |  | Catchment Basin, Single walled catchment basin | Flow Rest 90% Full | Flow Rest 90% Full | Interstitial Monitoring within Secondary Containment | SENSOR TO ATG | Continuous Automatic Tank Gauge |  | Automatic flow restrictor (MLLD), Containment Sump | Containment Sump |  |  | Annual line testing | Annual line testing |  | UST Currently In Use: 3; UST Temp Close: 0; AST Currently In Use: 0; AST Temp Closed: 0 | 3 | 0 | 0 | 23220-097-017690 | KIMBERLY HOANG
46378 | Currently in Use |  | 1996-02-28 |  | Petroleum | Premium gasoline | Premium gasoline | Retail | Fiberglass reinforced plastic | Fiberglass reinforced plastic |  |  | Flexible |  | 1901-01-01 |  | Catchment Basin, Single walled catchment basin | Flow Rest 90% Full | Flow Rest 90% Full | Interstitial Monitoring within Secondary Containment | SENSOR TO ATG | Continuous Automatic Tank Gauge |  | Automatic flow restrictor (MLLD), Containment Sump | Containment Sump |  |  | Annual line testing | Annual line testing |  | UST Currently In Use: 3; UST Temp Close: 0; AST Currently In Use: 0; AST Temp Closed: 0 | 3 | 0 | 0 | 23220-097-017690 | KIMBERLY HOANG
46379 | Currently in Use |  | 1996-02-28 |  | Petroleum | On road diesel | On road diesel | Retail | Fiberglass reinforced plastic | Fiberglass reinforced plastic |  |  | Flexible |  | 1901-01-01 |  | Catchment Basin, Single walled catchment basin | Flow Rest 90% Full | Flow Rest 90% Full | Interstitial Monitoring within Secondary Containment | SENSOR TO ATG | Continuous Automatic Tank Gauge |  | Automatic flow restrictor (MLLD), Containment Sump | Containment Sump |  |  | Annual line testing | Annual line testing |  | UST Currently In Use: 3; UST Temp Close: 0; AST Currently In Use: 0; AST Temp Closed: 0 | 3 | 0 | 0 | 23220-097-017690 | KIMBERLY HOANG
46380 | Permanently Closed | 2017-11-01 | 1996-05-01 | 2020-09-03 | Petroleum | Unleaded gasoline | Unleaded gasoline | Retail | Single Wall, Steel | Steel | Coated & cathodic protection (sti-P3) |  | Double Wall, Flexible, TTLCONTMNT |  |  |  | Catchment Basin, Single walled catchment basin | Flow Rest 90% Full | Flow Rest 90% Full |  |  | Automatic Tank Gauge | Single walled submersible pump containment sump | Automatic flow restrictor (MLLD), Containment Sump | Containment Sump |  |  | Annual line testing | Annual line testing |  | UST Currently In Use: 0; UST Temp Close: 0; AST Currently In Use: 0; AST Temp Closed: 0 | 0 | 0 | 3 | 15201-077-017691 | VULCAN OIL COMPANY INC.
46381 | Permanently Closed | 2017-11-01 | 1996-05-01 | 2020-09-03 | Petroleum | Premium gasoline | Premium gasoline | Retail | Single Wall, Steel | Steel | Coated & cathodic protection (sti-P3) |  | Double Wall, Flexible, TTLCONTMNT |  |  |  | Catchment Basin, Single walled catchment basin | Flow Rest 90% Full | Flow Rest 90% Full |  |  | Automatic Tank Gauge | Single walled submersible pump containment sump | Automatic flow restrictor (MLLD), Containment Sump | Containment Sump |  |  | Annual line testing | Annual line testing |  | UST Currently In Use: 0; UST Temp Close: 0; AST Currently In Use: 0; AST Temp Closed: 0 | 0 | 0 | 3 | 15201-077-017691 | VULCAN OIL COMPANY INC.
46382 | Permanently Closed | 2017-11-01 | 1996-05-01 | 2020-09-03 | Petroleum | On road diesel | On road diesel | Retail | Single Wall, Steel | Steel | Coated & cathodic protection (sti-P3) |  | Double Wall, Flexible, TTLCONTMNT |  |  |  | Catchment Basin, Single walled catchment basin | Flow Rest 90% Full | Flow Rest 90% Full |  |  | Automatic Tank Gauge | Single walled submersible pump containment sump | Automatic flow restrictor (MLLD), Containment Sump | Containment Sump |  |  | Annual line testing | Annual line testing |  | UST Currently In Use: 0; UST Temp Close: 0; AST Currently In Use: 0; AST Temp Closed: 0 | 0 | 0 | 3 | 15201-077-017691 | VULCAN OIL COMPANY INC.
46383 | Temporary Closed | 2006-08-17 | 1996-05-15 |  | Petroleum | Unleaded gasoline | Unleaded gasoline | Retail | Steel | Steel | Coated & cathodic protection (sti-P3) |  | Fiberglass reinforced plastic |  |  | None | Catchment Basin, Single walled catchment basin | Automatic shutoff device At 95% full | Automatic shutoff device At 95% full |  |  | Statistical Inventory Reconciliation (SIR) | [8 empty] | UST Currently In Use: 0; UST Temp Close: 2; AST Currently In Use: 0; AST Temp Closed: 0 | 0 | 2 | 2 | 25912-015-008322 | PETALS AND PAINT C/O CHARLES E CHATOM III.
46384 | Temporary Closed | 2006-08-17 | 1996-05-15 |  | Petroleum | Premium gasoline | Premium gasoline | Retail | Steel | Steel | Coated & cathodic protection (sti-P3) |  | Fiberglass reinforced plastic |  |  | None | Catchment Basin, Single walled catchment basin | Automatic shutoff device At 95% full | Automatic shutoff device At 95% full |  |  | Statistical Inventory Reconciliation (SIR) | [8 empty] | UST Currently In Use: 0; UST Temp Close: 2; AST Currently In Use: 0; AST Temp Closed: 0 | 0 | 2 | 2 | 25912-015-008322 | PETALS AND PAINT C/O CHARLES E CHATOM III.
46385 | Currently in Use |  | 1996-09-10 |  | Petroleum | Premium gasoline | Premium gasoline | Retail | Fiberglass reinforced plastic, Single Wall | Single Wall |  |  | Double Wall, Fiberglass reinforced plastic |  | 1901-01-01 |  | Catchment Basin, Single walled catchment basin | Flow Rest 90% Full | Flow Rest 90% Full |  |  | Automatic Tank Gauge |  | Automatic flow restrictor (MLLD), Containment Sump | Containment Sump |  |  | Annual line testing | Annual line testing |  | UST Currently In Use: 3; UST Temp Close: 0; AST Currently In Use: 0; AST Temp Closed: 0 | 3 | 0 | 0 | 20607-115-017692 | GOODLEY CORP. DBA LAKESIDE LANDING
46386 | Permanently Closed | 2002-10-10 | 1996-03-21 | 2003-05-15 | Petroleum | On road diesel | On road diesel | Retail | Steel | Steel | Coated & cathodic protection (sti-P3) |  | Fiberglass reinforced plastic |  | 1901-01-01 |  | Catchment Basin, Single walled catchment basin | Flow Rest 90% Full | Flow Rest 90% Full |  |  | Statistical Inventory Reconciliation (SIR) | [8 empty] | UST Currently In Use: 0; UST Temp Close: 0; AST Currently In Use: 0; AST Temp Closed: 0 | 0 | 0 | 2 | 15201-055-005703 | VULCAN OIL COMPANY INC.
46387 | Permanently Closed | 2002-10-10 | 1996-03-21 | 2003-05-15 | Petroleum | On road diesel | On road diesel | Retail | Steel | Steel | Coated & cathodic protection (sti-P3) |  | Fiberglass reinforced plastic |  | 1901-01-01 |  | Catchment Basin, Single walled catchment basin | Flow Rest 90% Full | Flow Rest 90% Full |  |  | Statistical Inventory Reconciliation (SIR) | [8 empty] | UST Currently In Use: 0; UST Temp Close: 0; AST Currently In Use: 0; AST Temp Closed: 0 | 0 | 0 | 2 | 15201-055-005703 | VULCAN OIL COMPANY INC.
46388 | Currently in Use |  | 1996-04-15 |  | Petroleum | Unleaded gasoline | Unleaded gasoline | Retail | Steel | Steel | Coated & cathodic protection (sti-P3), Field installed cathodic protection |  | Flexible, Single Wall | SA&TCI |  |  | Catchment Basin, Single walled catchment basin | Automatic shutoff device At 95% full, Flow Rest 90% Full | Flow Rest 90% Full |  |  | Statistical Inventory Reconciliation (SIR) |  | Automatic flow restrictor (MLLD), Containment Sump | Containment Sump |  |  | Statistical inventory reconciliation (SIR) | Statistical inventory reconciliation (SIR) |  | UST Currently In Use: 3; UST Temp Close: 0; AST Currently In Use: 0; AST Temp Closed: 0 | 3 | 0 | 0 | 21478-055-005646 | YOUSEF M. ALABBASI
46389 | Currently in Use | 2020-03-01 | 1996-04-15 |  | Petroleum | On road diesel | On road diesel | Retail | Steel | Steel | Coated & cathodic protection (sti-P3), Field installed cathodic protection |  | Flexible, Single Wall | SA&TCI |  |  | Catchment Basin, Single walled catchment basin | Automatic shutoff device At 95% full, Flow Rest 90% Full | Flow Rest 90% Full |  |  | Statistical Inventory Reconciliation (SIR) |  | Automatic flow restrictor (MLLD), Containment Sump | Containment Sump |  |  | Statistical inventory reconciliation (SIR) | Statistical inventory reconciliation (SIR) |  | UST Currently In Use: 3; UST Temp Close: 0; AST Currently In Use: 0; AST Temp Closed: 0 | 3 | 0 | 0 | 21478-055-005646 | YOUSEF M. ALABBASI
46390 | Currently in Use | 2018-05-01 | 1996-04-15 |  | Petroleum | On road diesel | On road diesel | Retail | Steel | Steel | Coated & cathodic protection (sti-P3), Field installed cathodic protection |  | Flexible, Single Wall | SA&TCI |  |  | Catchment Basin, Single walled catchment basin | Automatic shutoff device At 95% full, Flow Rest 90% Full | Flow Rest 90% Full |  |  | Statistical Inventory Reconciliation (SIR) |  | Automatic flow restrictor (MLLD), Containment Sump | Containment Sump |  |  | Statistical inventory reconciliation (SIR) | Statistical inventory reconciliation (SIR) |  | UST Currently In Use: 3; UST Temp Close: 0; AST Currently In Use: 0; AST Temp Closed: 0 | 3 | 0 | 0 | 21478-055-005646 | YOUSEF M. ALABBASI
46394 | Permanently Closed | 2012-09-14 | 1996-01-01 | 2012-09-14 | Petroleum | Unleaded gasoline | Unleaded gasoline | Industrial | Steel | Steel | Coated & cathodic protection (sti-P3) |  | Fiberglass reinforced plastic |  |  |  | Catchment Basin, Single walled catchment basin | Automatic shutoff device At 95% full | Automatic shutoff device At 95% full |  |  | Continuous Automatic Tank Gauge | [8 empty] | UST Currently In Use: 0; UST Temp Close: 0; AST Currently In Use: 0; AST Temp Closed: 0 | 0 | 0 | 2 | 11944-125-013969 | FRIDAY OIL INC
46395 | Currently in Use |  | 1996-01-30 |  | Petroleum | Unleaded gasoline | Unleaded gasoline | Retail | Steel | Steel | Coated & cathodic protection (sti-P3) |  | Flexible |  |  |  | Catchment Basin, Single walled catchment basin | Flow Rest 90% Full | Flow Rest 90% Full |  |  | Automatic Tank Gauge |  | Automatic flow restrictor (MLLD), Containment Sump | Containment Sump |  |  | Annual line testing | Annual line testing |  | UST Currently In Use: 5; UST Temp Close: 0; AST Currently In Use: 0; AST Temp Closed: 0 | 5 | 0 | 0 | 25555-097-001938 | MALAXMI LLC
46396 | Currently in Use |  | 1996-01-30 |  | Petroleum | Premium gasoline | Premium gasoline | Retail | Steel | Steel | Coated & cathodic protection (sti-P3) |  | Flexible |  |  |  | Catchment Basin, Single walled catchment basin | Flow Rest 90% Full | Flow Rest 90% Full |  |  | Automatic Tank Gauge |  | Automatic flow restrictor (MLLD), Containment Sump | Containment Sump |  |  | Annual line testing | Annual line testing |  | UST Currently In Use: 5; UST Temp Close: 0; AST Currently In Use: 0; AST Temp Closed: 0 | 5 | 0 | 0 | 25555-097-001938 | MALAXMI LLC
46397 | Permanently Closed | 1997-02-01 | 1996-05-12 | 1997-06-23 | Petroleum | On road diesel | On road diesel | Bulk facility | Steel, DBL-WALL | Steel | Coated & cathodic protection (sti-P3) |  | Steel |  | 1901-01-01 | Field installed cathodic protection | Catchment Basin, Single walled catchment basin | Flow Rest 90% Full | Flow Rest 90% Full | Interstitial Monitoring within Secondary Containment | [10 empty] | UST Currently In Use: 2; UST Temp Close: 1; AST Currently In Use: 0; AST Temp Closed: 0 | 2 | 1 | 1 | 12141-067-015223 | GREAT SOUTHERN WOOD PRESERVING INC
46398 | Currently in Use |  | 1996-03-11 |  | Petroleum | Other, NON ETHANO | Other | Retail | Steel | Steel | Coated & cathodic protection (sti-P3) |  | Flexible, ENVIROFLEX |  |  |  | Catchment Basin, Single walled catchment basin | Audible high level alarm At 90% full, Flow Rest 90% Full | Flow Rest 90% Full |  |  | Continuous Automatic Tank Gauge |  | Automatic shutoff device (AELLD) | Automatic shutoff device (AELLD) | Interstitial Monitoring within Secondary Containment |  | Continuous alarm system | Continuous alarm system |  | UST Currently In Use: 4; UST Temp Close: 0; AST Currently In Use: 0; AST Temp Closed: 0 | 4 | 0 | 0 | 24575-101-017693 | HIRAL INC
46401 | Currently in Use |  | 1996-03-11 |  | Petroleum | Premium gasoline | Premium gasoline | Retail | Steel | Steel | Coated & cathodic protection (sti-P3) |  | Flexible, ENVIROFLEX |  |  |  | Catchment Basin, Single walled catchment basin | Audible high level alarm At 90% full, Flow Rest 90% Full | Flow Rest 90% Full |  |  | Continuous Automatic Tank Gauge |  | Automatic shutoff device (AELLD) | Automatic shutoff device (AELLD) | Interstitial Monitoring within Secondary Containment |  | Continuous alarm system | Continuous alarm system |  | UST Currently In Use: 4; UST Temp Close: 0; AST Currently In Use: 0; AST Temp Closed: 0 | 4 | 0 | 0 | 24575-101-017693 | HIRAL INC
46404 | Currently in Use |  | 1996-03-11 |  | Petroleum | Unleaded gasoline | Unleaded gasoline | Retail | Steel | Steel | Coated & cathodic protection (sti-P3) |  | Flexible, ENVIROFLEX |  |  |  | Catchment Basin, Single walled catchment basin | Audible high level alarm At 90% full, Flow Rest 90% Full | Flow Rest 90% Full |  |  | Continuous Automatic Tank Gauge |  | Automatic shutoff device (AELLD) | Automatic shutoff device (AELLD) | Interstitial Monitoring within Secondary Containment |  | Continuous alarm system | Continuous alarm system |  | UST Currently In Use: 4; UST Temp Close: 0; AST Currently In Use: 0; AST Temp Closed: 0 | 4 | 0 | 0 | 24575-101-017693 | HIRAL INC
46407 | Currently in Use |  | 1996-03-11 |  | Petroleum | On road diesel | On road diesel | Retail | Steel | Steel | Coated & cathodic protection (sti-P3) |  | Flexible, ENVIROFLEX |  |  |  | Catchment Basin, Single walled catchment basin | Audible high level alarm At 90% full, Flow Rest 90% Full | Flow Rest 90% Full |  |  | Continuous Automatic Tank Gauge |  | Automatic shutoff device (AELLD) | Automatic shutoff device (AELLD) | Interstitial Monitoring within Secondary Containment |  | Continuous alarm system | Continuous alarm system |  | UST Currently In Use: 4; UST Temp Close: 0; AST Currently In Use: 0; AST Temp Closed: 0 | 4 | 0 | 0 | 24575-101-017693 | HIRAL INC
46408 | Currently in Use |  | 1996-04-12 |  | Petroleum | On road diesel | On road diesel | Retail | Steel | Steel | Coated & cathodic protection (sti-P3) |  | Fiberglass reinforced plastic |  |  |  | Catchment Basin, Single walled catchment basin | Automatic shutoff device At 95% full | Automatic shutoff device At 95% full |  |  | Automatic Tank Gauge | [8 empty] | UST Currently In Use: 2; UST Temp Close: 0; AST Currently In Use: 0; AST Temp Closed: 0 | 2 | 0 | 0 | 25329-081-017003 | KING FOODMART
46409 | Currently in Use |  | 1996-04-10 |  | Petroleum | Unleaded gasoline | Unleaded gasoline | Retail | Steel | Steel | Coated & cathodic protection (sti-P3) |  | Double Wall, Fiberglass reinforced plastic |  |  | Other, FLXS ISOLA | Catchment Basin, Single walled catchment basin | Flow Rest 90% Full | Flow Rest 90% Full |  |  | Continuous Automatic Tank Gauge |  | Automatic flow restrictor (MLLD), Containment Sump | Containment Sump | Interstitial Monitoring within Secondary Containment |  | Annual line testing | Annual line testing |  | UST Currently In Use: 1; UST Temp Close: 0; AST Currently In Use: 0; AST Temp Closed: 0 | 1 | 0 | 3 | 20760-123-011760 | LAKE MARTIN, INC
46410 | Currently in Use |  | 1996-05-07 |  | Petroleum | Premium gasoline | Premium gasoline | Retail | Fiberglass reinforced plastic | Fiberglass reinforced plastic |  |  | Fiberglass reinforced plastic |  |  |  | Catchment Basin, Single walled catchment basin | Flow Rest 90% Full | Flow Rest 90% Full |  |  | Statistical Inventory Reconciliation (SIR) |  | Automatic flow restrictor (MLLD) | Automatic flow restrictor (MLLD) |  |  | Statistical inventory reconciliation (SIR) | Statistical inventory reconciliation (SIR) |  | UST Currently In Use: 3; UST Temp Close: 0; AST Currently In Use: 0; AST Temp Closed: 0 | 3 | 0 | 3 | 22558-101-004564 | JAY JALARAM REALTY LLC
46411 | Cannot Locate or abandoned | 1998-12-22 | 1988-02-08 |  | Petroleum | Unleaded gasoline | Unleaded gasoline | Retail | Steel | Steel |  | Painted or None | Steel |  | 1901-01-01 |  | Catchment Basin, Single walled catchment basin | Automatic shutoff device At 95% full | Automatic shutoff device At 95% full | [11 empty] | UST Currently In Use: 0; UST Temp Close: 0; AST Currently In Use: 0; AST Temp Closed: 0 | 0 | 0 | 0 | 20093-113-017694 | FLETCHER RICHARDSON
46414 | Cannot Locate or abandoned | 1998-12-22 | 1988-02-08 |  | Petroleum | Unleaded gasoline | Unleaded gasoline | Retail | Steel | Steel |  | Painted or None | Steel |  | 1901-01-01 |  | Catchment Basin, Single walled catchment basin | Automatic shutoff device At 95% full | Automatic shutoff device At 95% full | [11 empty] | UST Currently In Use: 0; UST Temp Close: 0; AST Currently In Use: 0; AST Temp Closed: 0 | 0 | 0 | 0 | 20093-113-017694 | FLETCHER RICHARDSON
46417 | Cannot Locate or abandoned | 1998-12-22 | 1988-02-08 |  | Petroleum | Unleaded gasoline | Unleaded gasoline | Retail | Steel | Steel |  | Painted or None | Steel |  | 1901-01-01 |  | Catchment Basin, Single walled catchment basin | Automatic shutoff device At 95% full | Automatic shutoff device At 95% full | [11 empty] | UST Currently In Use: 0; UST Temp Close: 0; AST Currently In Use: 0; AST Temp Closed: 0 | 0 | 0 | 0 | 20093-113-017694 | FLETCHER RICHARDSON
46418 | Currently in Use |  | 1994-12-15 |  | Petroleum | Unleaded gasoline | Unleaded gasoline | Retail | Double Wall, Fiberglass reinforced plastic | Fiberglass reinforced plastic |  |  | Double Wall, Fiberglass reinforced plastic, OLD TYPE |  | 1901-01-01 |  | Catchment Basin, Single walled catchment basin | Automatic shutoff device At 95% full | Automatic shutoff device At 95% full |  |  | Continuous Automatic Tank Gauge |  | Automatic flow restrictor (MLLD) | Automatic flow restrictor (MLLD) |  |  | Annual line testing | Annual line testing |  | UST Currently In Use: 2; UST Temp Close: 0; AST Currently In Use: 0; AST Temp Closed: 0 | 2 | 0 | 4 | 14166-073-003990 | RODERICK TOWNES
46419 | Currently in Use |  | 1994-12-15 |  | Petroleum | Premium gasoline | Premium gasoline | Retail | Double Wall, Fiberglass reinforced plastic, 8P/2KEROS | Fiberglass reinforced plastic |  |  | Double Wall, Fiberglass reinforced plastic, OLD TYPE |  | 1901-01-01 |  | Catchment Basin, Single walled catchment basin | Automatic shutoff device At 95% full | Automatic shutoff device At 95% full |  |  | Continuous Automatic Tank Gauge |  | Automatic flow restrictor (MLLD) | Automatic flow restrictor (MLLD) |  |  | Annual line testing | Annual line testing |  | UST Currently In Use: 2; UST Temp Close: 0; AST Currently In Use: 0; AST Temp Closed: 0 | 2 | 0 | 4 | 14166-073-003990 | RODERICK TOWNES
46420 | Currently in Use |  | 1996-05-01 |  | Petroleum | Unleaded gasoline | Unleaded gasoline | Retail | Double Wall, Fiberglass coated steel | Fiberglass coated steel |  |  | Double Wall, Flexible |  | 1901-01-01 |  | Catchment Basin, Single walled catchment basin | Automatic shutoff device At 95% full | Automatic shutoff device At 95% full |  |  | Continuous Automatic Tank Gauge |  | Automatic flow restrictor (MLLD), Containment Sump | Containment Sump |  |  | Annual line testing | Annual line testing |  | UST Currently In Use: 4; UST Temp Close: 0; AST Currently In Use: 0; AST Temp Closed: 0 | 4 | 0 | 0 | 22176-097-017697 | Circle K Stores, Inc.
46421 | Currently in Use |  | 1996-05-01 |  | Petroleum | Premium gasoline | Premium gasoline | Retail | Double Wall, Fiberglass coated steel | Fiberglass coated steel |  |  | Double Wall, Flexible |  | 1901-01-01 |  | Catchment Basin, Single walled catchment basin | Automatic shutoff device At 95% full | Automatic shutoff device At 95% full |  |  | Continuous Automatic Tank Gauge |  | Automatic flow restrictor (MLLD), Containment Sump | Containment Sump | Interstitial Monitoring within Secondary Containment | SENSOR TO ATG | Annual line testing, Continuous alarm system | Continuous alarm system |  | UST Currently In Use: 4; UST Temp Close: 0; AST Currently In Use: 0; AST Temp Closed: 0 | 4 | 0 | 0 | 22176-097-017697 | Circle K Stores, Inc.
46422 | Currently in Use |  | 1996-05-01 |  | Petroleum | On road diesel | On road diesel | Retail | Double Wall, Fiberglass coated steel | Fiberglass coated steel |  |  | Double Wall, Flexible |  | 1901-01-01 |  | Catchment Basin, Single walled catchment basin | Automatic shutoff device At 95% full | Automatic shutoff device At 95% full |  |  | Continuous Automatic Tank Gauge |  | Automatic flow restrictor (MLLD), Containment Sump | Containment Sump |  |  | Annual line testing | Annual line testing |  | UST Currently In Use: 4; UST Temp Close: 0; AST Currently In Use: 0; AST Temp Closed: 0 | 4 | 0 | 0 | 22176-097-017697 | Circle K Stores, Inc.
46423 | Currently in Use |  | 1996-05-01 |  | Petroleum | On road diesel | On road diesel | Retail | Double Wall, Fiberglass coated steel | Fiberglass coated steel |  |  | Double Wall, Flexible |  | 1901-01-01 |  | Catchment Basin, Single walled catchment basin | Automatic shutoff device At 95% full | Automatic shutoff device At 95% full |  |  | Continuous Automatic Tank Gauge |  | Automatic flow restrictor (MLLD), Containment Sump | Containment Sump |  |  | Annual line testing | Annual line testing |  | UST Currently In Use: 4; UST Temp Close: 0; AST Currently In Use: 0; AST Temp Closed: 0 | 4 | 0 | 0 | 22176-097-017697 | Circle K Stores, Inc.
46424 | Currently in Use |  | 1996-05-15 |  | Petroleum | Premium gasoline | Premium gasoline | Retail | Double Wall, Steel | Steel | Coated & cathodic protection (sti-P3) |  | Double Wall, Fiberglass reinforced plastic, 2 PIECES |  |  |  | Catchment Basin, Single walled catchment basin | Flow Rest 90% Full | Flow Rest 90% Full |  |  | Continuous Automatic Tank Gauge |  | Automatic shutoff device (AELLD), Containment Sump | Containment Sump | [5 empty] | UST Currently In Use: 2; UST Temp Close: 0; AST Currently In Use: 0; AST Temp Closed: 0 | 2 | 0 | 0 | 13526-073-017698 | MOORE OIL COMPANY, INC.
46425 | Currently in Use |  | 1996-05-15 |  | Petroleum | Unleaded gasoline | Unleaded gasoline | Retail | Double Wall, Steel | Steel | Coated & cathodic protection (sti-P3) |  | Double Wall, Fiberglass reinforced plastic, 2 PIECES |  |  |  | Catchment Basin, Single walled catchment basin | Flow Rest 90% Full | Flow Rest 90% Full |  |  | Continuous Automatic Tank Gauge |  | Automatic shutoff device (AELLD), Containment Sump | Containment Sump | [5 empty] | UST Currently In Use: 2; UST Temp Close: 0; AST Currently In Use: 0; AST Temp Closed: 0 | 2 | 0 | 0 | 13526-073-017698 | MOORE OIL COMPANY, INC.
46426 | Permanently Closed | 1998-01-01 | 1996-02-28 | 2005-07-01 | Petroleum | On road diesel | On road diesel | Industrial | Steel | Steel | Coated & cathodic protection (sti-P3) |  | Fiberglass reinforced plastic |  | 1901-01-01 | None | Catchment Basin, Single walled catchment basin | Flow Rest 90% Full | Flow Rest 90% Full | [11 empty] | UST Currently In Use: 0; UST Temp Close: 0; AST Currently In Use: 0; AST Temp Closed: 0 | 0 | 0 | 1 | 20094-053-017699 | BEULAH LAND LOGISTICS
46427 | Currently in Use |  | 1996-05-08 |  | Petroleum | On road diesel | On road diesel | Emergency Power Generator, State/Federal Government | Double Wall, Fiberglass reinforced plastic | Fiberglass reinforced plastic |  |  | Double Wall, Fiberglass reinforced plastic, COPPER |  | 1901-01-01 | Isolated or Above Ground, COPPER | Catchment Basin, Single walled catchment basin | Flow Rest 90% Full | Flow Rest 90% Full | Interstitial Monitoring within Secondary Containment | SENSOR TO ATG | Automatic Tank Gauge |  | Containment Sump, EXEMPT | Containment Sump | Interstitial Monitoring within Secondary Containment | SENSOR TO ATG | Continuous alarm system | Continuous alarm system |  | UST Currently In Use: 1; UST Temp Close: 0; AST Currently In Use: 0; AST Temp Closed: 0 | 1 | 0 | 0 | 16273-073-017702 | UAB DEPT. HEALTH & SAFETY
46428 | Currently in Use |  | 1996-06-10 |  | Petroleum | Unleaded gasoline | Unleaded gasoline | Retail | Double Wall, Steel | Steel | Coated & cathodic protection (sti-P3) |  | Fiberglass reinforced plastic, Single Wall |  |  |  | Catchment Basin, Single walled catchment basin | Automatic shutoff device At 95% full | Automatic shutoff device At 95% full | Interstitial Monitoring within Secondary Containment | MANUAL/VISUAL CHECK | [9 empty] | UST Currently In Use: 3; UST Temp Close: 0; AST Currently In Use: 0; AST Temp Closed: 0 | 3 | 0 | 0 | 26014-095-017703 | TOWNCREEK FILLING STATION
46430 | Currently in Use |  | 1996-06-10 |  | Petroleum | Unleaded gasoline | Unleaded gasoline | Retail | Double Wall, Steel | Steel | Coated & cathodic protection (sti-P3) |  | Fiberglass reinforced plastic, Single Wall |  |  |  | Catchment Basin, Single walled catchment basin | Automatic shutoff device At 95% full | Automatic shutoff device At 95% full | Interstitial Monitoring within Secondary Containment | MANUAL/VISUAL CHECK | [9 empty] | UST Currently In Use: 3; UST Temp Close: 0; AST Currently In Use: 0; AST Temp Closed: 0 | 3 | 0 | 0 | 26014-095-017703 | TOWNCREEK FILLING STATION
46431 | Permanently Closed | 1996-08-23 | 1901-01-01 | 1996-08-23 | Petroleum | Unleaded gasoline | Unleaded gasoline | Retail | Steel | Steel |  | Painted or None | Steel |  | 1901-01-01 |  | Catchment Basin, Single walled catchment basin | Flow Rest 90% Full | Flow Rest 90% Full | Interstitial Monitoring within Secondary Containment |  | Automatic Tank Gauge |  |  |  | Interstitial Monitoring within Secondary Containment |  |  |  |  | UST Currently In Use: 1; UST Temp Close: 0; AST Currently In Use: 1; AST Temp Closed: 0 | 1 | 0 | 4 | 22197-115-017293 | GLORY, LLC.
46432 | Permanently Closed | 2005-11-28 | 1996-03-01 | 2007-11-28 | Petroleum | Unleaded gasoline | Unleaded gasoline | Retail | Steel | Steel | Coated & cathodic protection (sti-P3) |  | Fiberglass reinforced plastic |  | 1901-01-01 | None | Catchment Basin, Single walled catchment basin | Flow Rest 90% Full | Flow Rest 90% Full |  |  | Statistical Inventory Reconciliation (SIR) | [8 empty] | UST Currently In Use: 0; UST Temp Close: 0; AST Currently In Use: 0; AST Temp Closed: 0 | 0 | 0 | 4 | 17612-083-013466 | ROBERTSON ENTERPRISES, INC.
46433 | Permanently Closed | 2005-11-28 | 1996-03-01 | 2007-11-28 | Petroleum | Premium gasoline | Premium gasoline | Retail | Steel | Steel | Coated & cathodic protection (sti-P3) |  | Fiberglass reinforced plastic |  | 1901-01-01 | None | Catchment Basin, Single walled catchment basin | Flow Rest 90% Full | Flow Rest 90% Full |  |  | Statistical Inventory Reconciliation (SIR) | [8 empty] | UST Currently In Use: 0; UST Temp Close: 0; AST Currently In Use: 0; AST Temp Closed: 0 | 0 | 0 | 4 | 17612-083-013466 | ROBERTSON ENTERPRISES, INC.
46434 | Currently in Use |  | 1996-02-29 |  | Petroleum | Unleaded gasoline | Unleaded gasoline | Retail | Double Wall, Steel | Steel | Coated & cathodic protection (sti-P3) |  | Flexible | APT |  |  | Catchment Basin, Single walled catchment basin | Flow Rest 90% Full | Flow Rest 90% Full | Interstitial Monitoring within Secondary Containment |  |  |  | Automatic flow restrictor (MLLD), Containment Sump, DBL WALL | Containment Sump |  |  | Annual line testing, Other, DBL WALL | Other |  | UST Currently In Use: 3; UST Temp Close: 0; AST Currently In Use: 0; AST Temp Closed: 0 | 3 | 0 | 0 | 13252-119-017704 | MAPLES GAS COMPANY
46435 | Currently in Use |  | 1996-02-29 |  | Petroleum | On road diesel | On road diesel | Retail | Double Wall, Steel | Steel | Coated & cathodic protection (sti-P3) |  | Flexible | APT |  |  | Catchment Basin, Single walled catchment basin | Flow Rest 90% Full | Flow Rest 90% Full |  |  | Continuous Automatic Tank Gauge |  | Automatic flow restrictor (MLLD), Containment Sump, DBL WALL | Containment Sump |  |  | Annual line testing, Other, DBL WALL | Other |  | UST Currently In Use: 3; UST Temp Close: 0; AST Currently In Use: 0; AST Temp Closed: 0 | 3 | 0 | 0 | 13252-119-017704 | MAPLES GAS COMPANY
46436 | Currently in Use |  | 1996-02-29 |  | Petroleum | Premium gasoline | Premium gasoline | Retail | Double Wall, Steel | Steel | Coated & cathodic protection (sti-P3) |  | Flexible | APT |  |  | Catchment Basin, Single walled catchment basin | Flow Rest 90% Full | Flow Rest 90% Full |  |  | Continuous Automatic Tank Gauge |  | Automatic flow restrictor (MLLD), Containment Sump, DBL WALL | Containment Sump |  |  | Annual line testing, Other, DBL WALL | Other |  | UST Currently In Use: 3; UST Temp Close: 0; AST Currently In Use: 0; AST Temp Closed: 0 | 3 | 0 | 0 | 13252-119-017704 | MAPLES GAS COMPANY
46437 | Permanently Closed | 2020-08-11 | 1992-09-11 | 2020-08-11 | Petroleum | On road diesel | On road diesel |  | Double Wall, Fiberglass coated steel | Fiberglass coated steel |  |  | Fiberglass reinforced plastic, Single Wall |  | 1901-01-01 |  | Catchment Basin, Single walled catchment basin | Flow Rest 90% Full | Flow Rest 90% Full | Interstitial Monitoring within Secondary Containment | MANUAL/VISUAL CHECK | [9 empty] | UST Currently In Use: 0; UST Temp Close: 0; AST Currently In Use: 0; AST Temp Closed: 0 | 0 | 0 | 3 | 11957-049-012454 | FT PAYNE IMPROVEMENT AUTHORITY
46438 | Currently in Use |  | 1996-07-03 |  | Petroleum | Unleaded gasoline | Unleaded gasoline | Retail | Steel | Steel | Coated & cathodic protection (sti-P3) |  | Fiberglass reinforced plastic |  |  |  | Catchment Basin, Single walled catchment basin | Automatic shutoff device At 95% full | Automatic shutoff device At 95% full |  |  | Statistical Inventory Reconciliation (SIR) | [8 empty] | UST Currently In Use: 1; UST Temp Close: 0; AST Currently In Use: 0; AST Temp Closed: 0 | 1 | 0 | 0 | 25930-021-017705 | AARON SIMS
46439 | Temporary Closed | 2019-03-21 | 1996-06-10 |  | Petroleum | Unleaded gasoline | Unleaded gasoline | Retail | Single Wall, Steel | Steel | Coated & cathodic protection (sti-P3) |  | Double Wall, Steel, FIBCOATED |  |  | Isolated or Above Ground, FLXS ISOLA | Catchment Basin, Single walled catchment basin | Automatic shutoff device At 95% full | Automatic shutoff device At 95% full |  |  | Automatic Tank Gauge |  | Automatic shutoff device (AELLD) | Automatic shutoff device (AELLD) | [5 empty] | UST Currently In Use: 0; UST Temp Close: 4; AST Currently In Use: 0; AST Temp Closed: 0 | 0 | 4 | 0 | 25563-095-008273 | EARL HODGES
46440 | Temporary Closed | 2019-03-21 | 1996-06-10 |  | Petroleum | Unleaded gasoline | Unleaded gasoline | Retail | Single Wall, Steel | Steel | Coated & cathodic protection (sti-P3) |  | Double Wall, Steel, FIBCOATED |  |  | Isolated or Above Ground, FLXS ISOLA | Catchment Basin, Single walled catchment basin | Automatic shutoff device At 95% full | Automatic shutoff device At 95% full |  |  | Automatic Tank Gauge |  | Automatic shutoff device (AELLD) | Automatic shutoff device (AELLD) | [5 empty] | UST Currently In Use: 0; UST Temp Close: 4; AST Currently In Use: 0; AST Temp Closed: 0 | 0 | 4 | 0 | 25563-095-008273 | EARL HODGES
46441 | Temporary Closed | 2019-03-21 | 1996-06-10 |  | Petroleum | Premium gasoline | Premium gasoline | Retail | Single Wall, Steel | Steel | Coated & cathodic protection (sti-P3) |  | Double Wall, Steel, FIBCOATED |  |  | Isolated or Above Ground, FLXS ISOLA | Catchment Basin, Single walled catchment basin | Automatic shutoff device At 95% full | Automatic shutoff device At 95% full |  |  | Automatic Tank Gauge |  | Automatic shutoff device (AELLD) | Automatic shutoff device (AELLD) | [5 empty] | UST Currently In Use: 0; UST Temp Close: 4; AST Currently In Use: 0; AST Temp Closed: 0 | 0 | 4 | 0 | 25563-095-008273 | EARL HODGES
46442 | Currently in Use |  | 1996-04-30 |  | Petroleum | On road diesel | On road diesel | Retail | Steel | Steel | Coated & cathodic protection (sti-P3) |  | Double Wall, Flexible | ENVIRON |  |  | Catchment Basin, Single walled catchment basin | Automatic shutoff device At 95% full | Automatic shutoff device At 95% full |  |  | Continuous Automatic Tank Gauge |  | Automatic flow restrictor (MLLD), Containment Sump | Containment Sump |  |  | Annual line testing | Annual line testing |  | UST Currently In Use: 5; UST Temp Close: 0; AST Currently In Use: 0; AST Temp Closed: 0 | 5 | 0 | 0 | 20378-097-001976 | VIJAY PATEL
46443 | Currently in Use |  | 1996-06-21 |  | Petroleum | Unleaded gasoline | Unleaded gasoline | Retail | Fiberglass coated steel, Single Wall | Single Wall |  |  | Double Wall, Flexible |  | 1901-01-01 |  | Catchment Basin, Single walled catchment basin | Flow Rest 90% Full | Flow Rest 90% Full |  |  | Continuous Automatic Tank Gauge |  | Automatic shutoff device (AELLD) | Automatic shutoff device (AELLD) | [5 empty] | UST Currently In Use: 3; UST Temp Close: 0; AST Currently In Use: 0; AST Temp Closed: 0 | 3 | 0 | 0 | 15873-095-017707 | LARRY MARTIN
46444 | Currently in Use |  | 1996-06-21 |  | Petroleum | On road diesel | On road diesel | Retail | Fiberglass coated steel, Single Wall | Single Wall |  |  | Double Wall, Flexible |  | 1901-01-01 |  | Catchment Basin, Single walled catchment basin | Flow Rest 90% Full | Flow Rest 90% Full |  |  | Continuous Automatic Tank Gauge |  | Automatic shutoff device (AELLD) | Automatic shutoff device (AELLD) | [5 empty] | UST Currently In Use: 3; UST Temp Close: 0; AST Currently In Use: 0; AST Temp Closed: 0 | 3 | 0 | 0 | 15873-095-017707 | LARRY MARTIN
46445 | Currently in Use |  | 1996-06-21 |  | Petroleum | Premium gasoline | Premium gasoline | Retail | Fiberglass coated steel, Single Wall | Single Wall |  |  | Double Wall, Flexible |  | 1901-01-01 |  | Catchment Basin, Single walled catchment basin | Flow Rest 90% Full | Flow Rest 90% Full |  |  | Continuous Automatic Tank Gauge |  | Automatic shutoff device (AELLD) | Automatic shutoff device (AELLD) | [5 empty] | UST Currently In Use: 3; UST Temp Close: 0; AST Currently In Use: 0; AST Temp Closed: 0 | 3 | 0 | 0 | 15873-095-017707 | LARRY MARTIN
46446 | Currently in Use |  | 1995-09-11 |  | Petroleum | Unleaded gasoline | Unleaded gasoline | Retail, State/Federal Government | Double Wall, Fiberglass reinforced plastic | Fiberglass reinforced plastic |  |  | Double Wall, Flexible | ENVIRON | 1901-01-01 |  | Catchment Basin, Single walled catchment basin | Automatic shutoff device At 95% full | Automatic shutoff device At 95% full | Interstitial Monitoring within Secondary Containment | SENSOR TO ATG | Continuous Automatic Tank Gauge |  | Automatic shutoff device (AELLD), Containment Sump | Containment Sump | Interstitial Monitoring within Secondary Containment | SENSOR TO ATG | Continuous alarm system | Continuous alarm system |  | UST Currently In Use: 3; UST Temp Close: 0; AST Currently In Use: 18; AST Temp Closed: 0 | 3 | 0 | 29 | 15057-089-002590 | US ARMY GARRISON - REDSTONE
46447 | Currently in Use |  | 1995-09-11 |  | Petroleum | Unleaded gasoline | Unleaded gasoline | Retail, State/Federal Government | Double Wall, Fiberglass reinforced plastic | Fiberglass reinforced plastic |  |  | Double Wall, Flexible | ENVIRON | 1901-01-01 |  | Catchment Basin, Single walled catchment basin | Automatic shutoff device At 95% full | Automatic shutoff device At 95% full | Interstitial Monitoring within Secondary Containment | SENSOR TO ATG | Continuous Automatic Tank Gauge |  | Containment Sump, MANIFOLDED | Containment Sump | Interstitial Monitoring within Secondary Containment | SENSOR TO ATG | Continuous alarm system | Continuous alarm system |  | UST Currently In Use: 3; UST Temp Close: 0; AST Currently In Use: 18; AST Temp Closed: 0 | 3 | 0 | 29 | 15057-089-002590 | US ARMY GARRISON - REDSTONE
46448 | Currently in Use |  | 1995-09-11 |  | Petroleum | Premium gasoline | Premium gasoline | Retail, State/Federal Government | Double Wall, Fiberglass reinforced plastic | Fiberglass reinforced plastic |  |  | Double Wall, Flexible |  | 1901-01-01 |  | Catchment Basin, Single walled catchment basin | Automatic shutoff device At 95% full | Automatic shutoff device At 95% full | Interstitial Monitoring within Secondary Containment | SENSOR TO ATG | Continuous Automatic Tank Gauge |  | Automatic shutoff device (AELLD), Containment Sump | Containment Sump | Interstitial Monitoring within Secondary Containment | SENSOR TO ATG | Continuous alarm system | Continuous alarm system |  | UST Currently In Use: 3; UST Temp Close: 0; AST Currently In Use: 18; AST Temp Closed: 0 | 3 | 0 | 29 | 15057-089-002590 | US ARMY GARRISON - REDSTONE
46450 | Permanently Closed | 2016-07-27 | 1995-07-03 | 2016-07-27 | Petroleum | Unleaded gasoline | Unleaded gasoline | Retail, State/Federal Government | Double Wall, Fiberglass reinforced plastic | Fiberglass reinforced plastic |  |  | Single Wall, Steel, DIRABOVETA |  | 1901-01-01 | Other, DIRABOVETA | Catchment Basin, Single walled catchment basin | Automatic shutoff device At 95% full | Automatic shutoff device At 95% full | Interstitial Monitoring within Secondary Containment | SENSOR TO ATG | Automatic Tank Gauge | [8 empty] | UST Currently In Use: 3; UST Temp Close: 0; AST Currently In Use: 18; AST Temp Closed: 0 | 3 | 0 | 29 | 15057-089-002590 | US ARMY GARRISON - REDSTONE
46451 | Permanently Closed | 2020-10-20 | 1993-07-19 | 2022-05-24 | Petroleum | On road diesel | On road diesel | Emergency Power Generator, Industrial, State/Federal Government | Fiberglass reinforced plastic, BLDG 4201 | Fiberglass reinforced plastic |  |  | Other, COPPER |  |  | Other, ANNULSPACE | Catchment Basin, Single walled catchment basin | Flow Rest 90% Full | Flow Rest 90% Full |  | PIT LINER | Automatic Tank Gauge | [8 empty] | UST Currently In Use: 0; UST Temp Close: 0; AST Currently In Use: 34; AST Temp Closed: 2 | 0 | 0 | 37 | 13603-089-004028 | NASA GEORGE C MARSHALL SPACE CENTER
46453 | Permanently Closed | 2009-01-23 | 1994-05-13 |  | Petroleum | On road diesel | On road diesel | Emergency Power Generator, State/Federal Government | Steel | Steel | Coated & cathodic protection (sti-P3), BLD 4200 |  | Other, COPPER |  |  | Other, ANNULSPACE | Catchment Basin, Single walled catchment basin | Automatic shutoff device At 95% full | Automatic shutoff device At 95% full | [11 empty] | UST Currently In Use: 0; UST Temp Close: 0; AST Currently In Use: 34; AST Temp Closed: 2 | 0 | 0 | 37 | 13603-089-004028 | NASA GEORGE C MARSHALL SPACE CENTER
46455 | Permanently Closed | 2014-11-19 | 1994-05-13 | 2015-03-23 | Petroleum | On road diesel | On road diesel | Emergency Power Generator, State/Federal Government | Steel | Steel | Coated & cathodic protection (sti-P3), BLDG 4202 |  | Other, COPPER |  |  | Isolated or Above Ground, ANNULSPACE | Catchment Basin, Single walled catchment basin | Automatic shutoff device At 95% full | Automatic shutoff device At 95% full | [11 empty] | UST Currently In Use: 0; UST Temp Close: 0; AST Currently In Use: 34; AST Temp Closed: 2 | 0 | 0 | 37 | 13603-089-004028 | NASA GEORGE C MARSHALL SPACE CENTER
46456 | Currently in Use |  | 1992-12-09 |  | Petroleum | Unleaded gasoline | Unleaded gasoline | State/federal government | Fiberglass reinforced plastic | Fiberglass reinforced plastic |  |  | Fiberglass reinforced plastic |  | 1901-01-01 |  | Catchment Basin, Single walled catchment basin | Audible high level alarm At 90% full | Audible high level alarm At 90% full |  | SENSOR TO ATG | Automatic Tank Gauge |  | Automatic flow restrictor (MLLD), Containment Sump | Containment Sump |  |  | Annual line testing | Annual line testing |  | UST Currently In Use: 2; UST Temp Close: 0; AST Currently In Use: 0; AST Temp Closed: 0 | 2 | 0 | 5 | 14667-039-002959 | DEPARTMENT OF TRANSPORTATION HIGHWAY
46457 | Currently in Use |  | 1992-12-09 |  | Petroleum | On road diesel | On road diesel | State/federal government | Fiberglass reinforced plastic | Fiberglass reinforced plastic |  |  | Fiberglass reinforced plastic |  | 1901-01-01 |  | Catchment Basin, Single walled catchment basin | Audible high level alarm At 90% full | Audible high level alarm At 90% full |  | SENSOR TO ATG | Automatic Tank Gauge |  | Automatic flow restrictor (MLLD), Containment Sump | Containment Sump |  |  | Annual line testing | Annual line testing |  | UST Currently In Use: 2; UST Temp Close: 0; AST Currently In Use: 0; AST Temp Closed: 0 | 2 | 0 | 5 | 14667-039-002959 | DEPARTMENT OF TRANSPORTATION HIGHWAY
46458 | Currently in Use |  | 1992-12-21 |  | Petroleum | Unleaded gasoline | Unleaded gasoline | Retail | Single Wall, Steel | Steel | Coated & cathodic protection (sti-P3) |  | Double Wall, Flexible |  |  |  | Catchment Basin, Single walled catchment basin | Automatic shutoff device At 95% full, Flow Rest 90% Full | Flow Rest 90% Full |  |  | Automatic Tank Gauge |  | Automatic flow restrictor (MLLD) | Automatic flow restrictor (MLLD) |  |  | Annual line testing | Annual line testing |  | UST Currently In Use: 1; UST Temp Close: 0; AST Currently In Use: 2; AST Temp Closed: 0 | 1 | 0 | 3 | 25590-095-012613 | JAY GURUDEV INC
46459 | Permanently Closed | 2003-08-01 | 1995-10-01 | 2003-12-03 | Petroleum | Mid-grade gasoline | Mid-grade gasoline | Retail | Fiberglass coated steel | Fiberglass coated steel |  |  | Fiberglass reinforced plastic |  | 1901-01-01 | None | Catchment Basin, Single walled catchment basin | Automatic shutoff device At 95% full | Automatic shutoff device At 95% full |  |  | Statistical Inventory Reconciliation (SIR) | [8 empty] | UST Currently In Use: 0; UST Temp Close: 0; AST Currently In Use: 0; AST Temp Closed: 0 | 0 | 0 | 2 | 21779-003-000510 | BOWATER TIMBER 1 LLC
46460 | Permanently Closed | 1998-12-22 | 1990-07-15 | 1999-07-01 | Petroleum | Unleaded gasoline | Unleaded gasoline | Retail | Steel | Steel | Coated & cathodic protection (sti-P3) |  | Fiberglass reinforced plastic |  | 1901-01-01 |  | Catchment Basin, Single walled catchment basin | [13 empty] | UST Currently In Use: 0; UST Temp Close: 0; AST Currently In Use: 0; AST Temp Closed: 0 | 0 | 0 | 2 | 19679-013-017286 | CHARLIE AND WILLIE MERLE WALLER
46461 | Permanently Closed | 1998-12-22 | 1990-07-15 | 1999-07-01 | Petroleum | Unleaded gasoline | Unleaded gasoline | Retail | Steel | Steel | Coated & cathodic protection (sti-P3) |  | Fiberglass reinforced plastic |  | 1901-01-01 |  | Catchment Basin, Single walled catchment basin | [13 empty] | UST Currently In Use: 0; UST Temp Close: 0; AST Currently In Use: 0; AST Temp Closed: 0 | 0 | 0 | 2 | 19679-013-017286 | CHARLIE AND WILLIE MERLE WALLER
46462 | Currently in Use |  | 1996-05-15 |  | Petroleum | Kerosene | Kerosene | Retail | Single Wall, Steel | Steel | Coated & cathodic protection (sti-P3), Field installed cathodic protection |  | Flexible, Single Wall |  | 1996-01-01 | Other, FLXS ISOLA | Catchment Basin, Single walled catchment basin | Flow Rest 90% Full | Flow Rest 90% Full |  |  | Continuous Automatic Tank Gauge |  | Automatic flow restrictor (MLLD), Containment Sump | Containment Sump | Interstitial Monitoring within Secondary Containment | SENSOR TO ATG | Annual line testing, Continuous alarm system | Continuous alarm system |  | UST Currently In Use: 4; UST Temp Close: 0; AST Currently In Use: 0; AST Temp Closed: 0 | 4 | 0 | 0 | 23372-125-005553 | MIDSTATES PETROLEUM COMPANY
46463 | Currently in Use |  | 1996-06-19 |  | Petroleum | Unleaded gasoline | Unleaded gasoline | Retail | Fiberglass coated steel | Fiberglass coated steel |  |  | Flexible, ENVIRON |  | 1901-01-01 |  | Catchment Basin, Single walled catchment basin | Automatic shutoff device At 95% full | Automatic shutoff device At 95% full |  |  | Continuous Automatic Tank Gauge |  | Automatic shutoff device (AELLD) | Automatic shutoff device (AELLD) | [5 empty] | UST Currently In Use: 2; UST Temp Close: 0; AST Currently In Use: 0; AST Temp Closed: 0 | 2 | 0 | 0 | 20072-125-017711 | A & M OIL CO LLC
46464 | Currently in Use |  | 1996-06-19 |  | Petroleum | Premium gasoline | Premium gasoline | Retail | Fiberglass coated steel | Fiberglass coated steel |  |  | Flexible, ENVIRON |  | 1901-01-01 |  | Catchment Basin, Single walled catchment basin | Automatic shutoff device At 95% full | Automatic shutoff device At 95% full |  |  | Continuous Automatic Tank Gauge |  | Automatic shutoff device (AELLD) | Automatic shutoff device (AELLD) | [5 empty] | UST Currently In Use: 2; UST Temp Close: 0; AST Currently In Use: 0; AST Temp Closed: 0 | 2 | 0 | 0 | 20072-125-017711 | A & M OIL CO LLC
46465 | Currently in Use |  | 1996-06-07 |  | Petroleum | Unleaded gasoline | Unleaded gasoline | Retail | Fiberglass coated steel | Fiberglass coated steel |  |  | Flexible, ENVIRON |  | 1901-01-01 |  | Catchment Basin, Single walled catchment basin | Flow Rest 90% Full | Flow Rest 90% Full |  |  | Automatic Tank Gauge |  | Automatic flow restrictor (MLLD) | Automatic flow restrictor (MLLD) | Interstitial Monitoring within Secondary Containment |  | Continuous alarm system | Continuous alarm system |  | UST Currently In Use: 2; UST Temp Close: 0; AST Currently In Use: 0; AST Temp Closed: 0 | 2 | 0 | 0 | 24181-125-017712 | MORRIS INVESTMENTS LLC
46466 | Currently in Use |  | 1996-06-07 |  | Petroleum | Premium gasoline | Premium gasoline | Retail | Fiberglass coated steel | Fiberglass coated steel |  |  | Flexible, ENVIRON | ENVIRON | 1901-01-01 |  | Catchment Basin, Single walled catchment basin | Flow Rest 90% Full | Flow Rest 90% Full |  |  | Automatic Tank Gauge |  | Automatic flow restrictor (MLLD) | Automatic flow restrictor (MLLD) | Interstitial Monitoring within Secondary Containment |  | Continuous alarm system | Continuous alarm system |  | UST Currently In Use: 2; UST Temp Close: 0; AST Currently In Use: 0; AST Temp Closed: 0 | 2 | 0 | 0 | 24181-125-017712 | MORRIS INVESTMENTS LLC
46468 | Permanently Closed | 1993-01-01 | 1983-01-01 | 1996-05-23 | Petroleum | Unleaded gasoline | Unleaded gasoline | Retail | Steel | Steel |  |  | Steel |  | 1901-01-01 | [15 empty] | UST Currently In Use: 0; UST Temp Close: 0; AST Currently In Use: 0; AST Temp Closed: 0 | 0 | 0 | 6 | 16221-021-014039 | MRS. ODIS HEADLEY
46469 | Permanently Closed | 1993-01-01 | 1983-01-01 | 1996-05-23 | Petroleum | Unleaded gasoline | Unleaded gasoline | Retail | Steel | Steel |  |  | Steel |  | 1901-01-01 | [15 empty] | UST Currently In Use: 0; UST Temp Close: 0; AST Currently In Use: 0; AST Temp Closed: 0 | 0 | 0 | 6 | 16221-021-014039 | MRS. ODIS HEADLEY
46470 | Permanently Closed | 1993-01-01 | 1983-01-01 | 1996-05-23 | Petroleum | Unleaded gasoline | Unleaded gasoline | Retail | Steel | Steel |  |  | Steel |  | 1901-01-01 | [15 empty] | UST Currently In Use: 0; UST Temp Close: 0; AST Currently In Use: 0; AST Temp Closed: 0 | 0 | 0 | 6 | 16221-021-014039 | MRS. ODIS HEADLEY
46471 | Permanently Closed | 1993-01-01 | 1983-01-01 | 1996-05-23 | Petroleum | Unleaded gasoline | Unleaded gasoline | Retail | Steel | Steel |  |  | Steel |  | 1901-01-01 | [15 empty] | UST Currently In Use: 0; UST Temp Close: 0; AST Currently In Use: 0; AST Temp Closed: 0 | 0 | 0 | 6 | 16221-021-014039 | MRS. ODIS HEADLEY
46472 | Permanently Closed | 1993-01-01 | 1983-01-01 | 1996-05-23 | Petroleum | Unleaded gasoline | Unleaded gasoline | Retail | Steel | Steel |  |  | Steel |  | 1901-01-01 | [15 empty] | UST Currently In Use: 0; UST Temp Close: 0; AST Currently In Use: 0; AST Temp Closed: 0 | 0 | 0 | 6 | 16221-021-014039 | MRS. ODIS HEADLEY
46473 | Permanently Closed | 1993-01-01 | 1983-01-01 | 1996-05-23 | Petroleum | Unleaded gasoline | Unleaded gasoline | Retail | Steel | Steel |  |  | Steel |  | 1901-01-01 | [15 empty] | UST Currently In Use: 0; UST Temp Close: 0; AST Currently In Use: 0; AST Temp Closed: 0 | 0 | 0 | 6 | 16221-021-014039 | MRS. ODIS HEADLEY
46474 | Currently in Use |  | 1996-02-15 |  | Petroleum | Unleaded gasoline | Unleaded gasoline | Retail | Fiberglass reinforced plastic | Fiberglass reinforced plastic |  |  | Flexible, ENVIROFLEX |  | 1901-01-01 |  | Catchment Basin, Single walled catchment basin | Flow Rest 90% Full | Flow Rest 90% Full |  |  | Continuous Automatic Tank Gauge |  | Automatic shutoff device (AELLD) | Automatic shutoff device (AELLD) | Interstitial Monitoring within Secondary Containment |  | Continuous alarm system | Continuous alarm system |  | UST Currently In Use: 2; UST Temp Close: 0; AST Currently In Use: 0; AST Temp Closed: 0 | 2 | 0 | 0 | 13526-117-017713 | MOORE OIL COMPANY, INC.
46475 | Currently in Use |  | 1996-02-15 |  | Petroleum | Premium gasoline | Premium gasoline | Retail | Fiberglass reinforced plastic | Fiberglass reinforced plastic |  |  | Flexible, ENVIROFLEX |  | 1901-01-01 |  | Catchment Basin, Single walled catchment basin | Flow Rest 90% Full | Flow Rest 90% Full |  |  | Continuous Automatic Tank Gauge |  | Automatic shutoff device (AELLD) | Automatic shutoff device (AELLD) | Interstitial Monitoring within Secondary Containment |  | Continuous alarm system | Continuous alarm system |  | UST Currently In Use: 2; UST Temp Close: 0; AST Currently In Use: 0; AST Temp Closed: 0 | 2 | 0 | 0 | 13526-117-017713 | MOORE OIL COMPANY, INC.
46476 | Currently in Use |  | 1996-07-24 |  | Petroleum | On road diesel | On road diesel | Retail | Single Wall, Steel | Steel | Coated & cathodic protection (sti-P3) |  | Double Wall, Fiberglass reinforced plastic |  |  | Other, FLXS ISOLA | Catchment Basin, Single walled catchment basin | Automatic shutoff device At 95% full, Flow Rest 90% Full | Flow Rest 90% Full |  |  | Automatic Tank Gauge |  | Automatic flow restrictor (MLLD), Containment Sump | Containment Sump |  |  | Annual line testing | Annual line testing |  | UST Currently In Use: 3; UST Temp Close: 0; AST Currently In Use: 1; AST Temp Closed: 0 | 3 | 0 | 0 | 23416-095-017447 | SUPERIOR TRANSPORT, INC
46477 | Currently in Use |  | 1996-03-31 |  | Petroleum | Unleaded gasoline | Unleaded gasoline | Retail | Fiberglass coated steel | Fiberglass coated steel |  |  | Fiberglass reinforced plastic, DBL WALL |  | 1901-01-01 | None | Catchment Basin, Single walled catchment basin | Automatic shutoff device At 95% full | Automatic shutoff device At 95% full |  |  | Automatic Tank Gauge, Statistical Inventory Reconciliation (SIR) |  | Automatic flow restrictor (MLLD), Containment Sump | Containment Sump |  |  | Statistical inventory reconciliation (SIR) | Statistical inventory reconciliation (SIR) |  | UST Currently In Use: 2; UST Temp Close: 0; AST Currently In Use: 0; AST Temp Closed: 0 | 2 | 0 | 3 | 19898-069-015220 | PETRO SOUTH INC
46480 | Currently in Use |  | 1996-03-31 |  | Petroleum | Premium gasoline | Premium gasoline | Retail | Fiberglass coated steel | Fiberglass coated steel |  |  | Fiberglass reinforced plastic, DBL WALL |  | 1901-01-01 | None | Catchment Basin, Single walled catchment basin | Automatic shutoff device At 95% full | Automatic shutoff device At 95% full |  |  | Automatic Tank Gauge, Statistical Inventory Reconciliation (SIR) |  | Automatic flow restrictor (MLLD), Containment Sump | Containment Sump |  |  | Statistical inventory reconciliation (SIR) | Statistical inventory reconciliation (SIR) |  | UST Currently In Use: 2; UST Temp Close: 0; AST Currently In Use: 0; AST Temp Closed: 0 | 2 | 0 | 3 | 19898-069-015220 | PETRO SOUTH INC
46481 | Currently in Use |  | 1996-02-15 |  | Petroleum | Unleaded gasoline | Unleaded gasoline | Retail | Fiberglass coated steel | Fiberglass coated steel |  |  | Fiberglass reinforced plastic, DBL WALL |  | 1901-01-01 | None | Catchment Basin, Single walled catchment basin | Automatic shutoff device At 95% full | Automatic shutoff device At 95% full |  |  | Automatic Tank Gauge, Statistical Inventory Reconciliation (SIR) |  | Automatic flow restrictor (MLLD) | Automatic flow restrictor (MLLD) |  |  | Annual line testing | Annual line testing |  | UST Currently In Use: 2; UST Temp Close: 0; AST Currently In Use: 0; AST Temp Closed: 0 | 2 | 0 | 3 | 19898-069-012655 | PETRO SOUTH INC
46484 | Currently in Use |  | 1996-02-15 |  | Petroleum | Premium gasoline | Premium gasoline | Retail | Fiberglass coated steel | Fiberglass coated steel |  |  | Fiberglass reinforced plastic, DBL WALL |  | 1901-01-01 | None | Catchment Basin, Single walled catchment basin | Automatic shutoff device At 95% full | Automatic shutoff device At 95% full |  |  | Statistical Inventory Reconciliation (SIR) |  | Automatic flow restrictor (MLLD) | Automatic flow restrictor (MLLD) |  |  | Annual line testing | Annual line testing |  | UST Currently In Use: 2; UST Temp Close: 0; AST Currently In Use: 0; AST Temp Closed: 0 | 2 | 0 | 3 | 19898-069-012655 | PETRO SOUTH INC
46485 | Currently in Use |  | 1996-04-07 |  | Petroleum | Unleaded gasoline | Unleaded gasoline | Retail | Fiberglass coated steel | Fiberglass coated steel |  |  | Fiberglass reinforced plastic, DBL WALL |  | 1901-01-01 | None | Catchment Basin, Single walled catchment basin | Flow Rest 90% Full | Flow Rest 90% Full |  |  | Automatic Tank Gauge |  | Automatic flow restrictor (MLLD), Containment Sump | Containment Sump |  |  | Annual line testing | Annual line testing |  | UST Currently In Use: 2; UST Temp Close: 0; AST Currently In Use: 0; AST Temp Closed: 0 | 2 | 0 | 3 | 25829-069-008417 | PARI LLC
46488 | Currently in Use |  | 1996-04-07 |  | Petroleum | Premium gasoline | Premium gasoline | Retail | Fiberglass coated steel | Fiberglass coated steel |  |  | Fiberglass reinforced plastic, DBL WALL |  | 1901-01-01 | None | Catchment Basin, Single walled catchment basin | Flow Rest 90% Full | Flow Rest 90% Full |  |  | Automatic Tank Gauge, Statistical Inventory Reconciliation (SIR) |  | Automatic flow restrictor (MLLD), Containment Sump | Containment Sump |  |  | Statistical inventory reconciliation (SIR) | Statistical inventory reconciliation (SIR) |  | UST Currently In Use: 2; UST Temp Close: 0; AST Currently In Use: 0; AST Temp Closed: 0 | 2 | 0 | 3 | 25829-069-008417 | PARI LLC
46489 | Currently in Use |  | 1996-03-01 |  | Petroleum | Unleaded gasoline | Unleaded gasoline | Retail | Fiberglass coated steel | Fiberglass coated steel |  |  | Flexible, APT |  | 1901-01-01 | None | Catchment Basin, Single walled catchment basin | Flow Rest 90% Full | Flow Rest 90% Full |  |  | Automatic Tank Gauge |  | Automatic flow restrictor (MLLD), Containment Sump | Containment Sump | Interstitial Monitoring within Secondary Containment |  |  |  |  | UST Currently In Use: 3; UST Temp Close: 0; AST Currently In Use: 0; AST Temp Closed: 0 | 3 | 0 | 3 | 25171-031-008236 | OM1414
46492 | Currently in Use |  | 1996-03-01 |  | Petroleum | Premium gasoline | Premium gasoline | Retail | Fiberglass coated steel | Fiberglass coated steel |  |  | Flexible, APT |  | 1901-01-01 | None | Catchment Basin, Single walled catchment basin | Flow Rest 90% Full | Flow Rest 90% Full |  |  | Automatic Tank Gauge |  | Automatic flow restrictor (MLLD), Containment Sump | Containment Sump | Interstitial Monitoring within Secondary Containment |  |  |  |  | UST Currently In Use: 3; UST Temp Close: 0; AST Currently In Use: 0; AST Temp Closed: 0 | 3 | 0 | 3 | 25171-031-008236 | OM1414
46495 | Currently in Use |  | 1996-03-01 |  | Petroleum | On road diesel | On road diesel | Retail | Fiberglass coated steel | Fiberglass coated steel |  |  | Flexible, APT |  | 1901-01-01 | None | Catchment Basin, Single walled catchment basin | Flow Rest 90% Full | Flow Rest 90% Full |  |  | Automatic Tank Gauge |  | Automatic flow restrictor (MLLD), Containment Sump | Containment Sump | Interstitial Monitoring within Secondary Containment |  |  |  |  | UST Currently In Use: 3; UST Temp Close: 0; AST Currently In Use: 0; AST Temp Closed: 0 | 3 | 0 | 3 | 25171-031-008236 | OM1414
46496 | Temporary Closed | 2019-07-25 | 1996-05-01 |  | Petroleum | On road diesel | On road diesel | Retail | Fiberglass coated steel | Fiberglass coated steel |  |  | Fiberglass reinforced plastic, DBL WALL |  | 1901-01-01 | None | Catchment Basin, Single walled catchment basin | Flow Rest 90% Full | Flow Rest 90% Full |  |  | Automatic Tank Gauge |  | Automatic flow restrictor (MLLD) | Automatic flow restrictor (MLLD) |  |  | Annual line testing | Annual line testing |  | UST Currently In Use: 0; UST Temp Close: 3; AST Currently In Use: 0; AST Temp Closed: 0 | 0 | 3 | 2 | 19898-067-006268 | PETRO SOUTH INC
46497 | Currently in Use |  | 1990-04-04 |  | Petroleum | Unleaded gasoline | Unleaded gasoline | Retail | Steel | Steel | Coated & cathodic protection (sti-P3), Field installed cathodic protection |  | Fiberglass reinforced plastic |  |  |  | Catchment Basin, Single walled catchment basin | Audible high level alarm At 90% full, Automatic shutoff device At 95% full | Automatic shutoff device At 95% full |  |  | Continuous Automatic Tank Gauge |  | Automatic flow restrictor (MLLD) | Automatic flow restrictor (MLLD) |  |  | Annual line testing | Annual line testing |  | UST Currently In Use: 4; UST Temp Close: 0; AST Currently In Use: 0; AST Temp Closed: 0 | 4 | 0 | 0 | 25052-069-017714 | OM JAY SHIV LLC
46500 | Currently in Use |  | 1990-04-04 |  | Petroleum | Mid-grade gasoline | Mid-grade gasoline | Retail | Steel | Steel | Coated & cathodic protection (sti-P3), Field installed cathodic protection |  | Fiberglass reinforced plastic |  |  |  | Catchment Basin, Single walled catchment basin | Audible high level alarm At 90% full, Automatic shutoff device At 95% full | Automatic shutoff device At 95% full |  |  | Continuous Automatic Tank Gauge |  | Automatic flow restrictor (MLLD) | Automatic flow restrictor (MLLD) |  |  | Annual line testing | Annual line testing |  | UST Currently In Use: 4; UST Temp Close: 0; AST Currently In Use: 0; AST Temp Closed: 0 | 4 | 0 | 0 | 25052-069-017714 | OM JAY SHIV LLC
46503 | Currently in Use |  | 1990-04-04 |  | Petroleum | Premium gasoline | Premium gasoline | Retail | Steel | Steel | Coated & cathodic protection (sti-P3), Field installed cathodic protection |  | Fiberglass reinforced plastic |  |  |  | Catchment Basin, Single walled catchment basin | Audible high level alarm At 90% full, Automatic shutoff device At 95% full | Automatic shutoff device At 95% full |  |  | Continuous Automatic Tank Gauge |  | Automatic flow restrictor (MLLD) | Automatic flow restrictor (MLLD) |  |  | Annual line testing | Annual line testing |  | UST Currently In Use: 4; UST Temp Close: 0; AST Currently In Use: 0; AST Temp Closed: 0 | 4 | 0 | 0 | 25052-069-017714 | OM JAY SHIV LLC
46506 | Currently in Use |  | 1990-04-04 |  | Petroleum | On road diesel | On road diesel | Retail | Steel | Steel | Coated & cathodic protection (sti-P3), Field installed cathodic protection |  | Fiberglass reinforced plastic |  |  |  | Catchment Basin, Single walled catchment basin | Audible high level alarm At 90% full, Automatic shutoff device At 95% full | Automatic shutoff device At 95% full |  |  | Continuous Automatic Tank Gauge |  | Automatic flow restrictor (MLLD) | Automatic flow restrictor (MLLD) |  |  | Annual line testing | Annual line testing |  | UST Currently In Use: 4; UST Temp Close: 0; AST Currently In Use: 0; AST Temp Closed: 0 | 4 | 0 | 0 | 25052-069-017714 | OM JAY SHIV LLC
46507 | Currently in Use |  | 1994-10-01 |  | Petroleum | Unleaded gasoline | Unleaded gasoline | Retail | Steel | Steel | Coated & cathodic protection (sti-P3) |  | Fiberglass reinforced plastic |  |  |  | Catchment Basin, Single walled catchment basin | Audible high level alarm At 90% full, Flow Rest 90% Full | Flow Rest 90% Full |  |  | Continuous Automatic Tank Gauge |  | Automatic flow restrictor (MLLD) | Automatic flow restrictor (MLLD) |  |  | Annual line testing | Annual line testing |  | UST Currently In Use: 4; UST Temp Close: 0; AST Currently In Use: 0; AST Temp Closed: 0 | 4 | 0 | 0 | 20759-069-017715 | SOUTHWEST GEORGIA OIL COMPANY
46510 | Currently in Use |  | 1994-10-01 |  | Petroleum | Premium gasoline | Premium gasoline | Retail | Steel | Steel | Coated & cathodic protection (sti-P3) |  | Fiberglass reinforced plastic |  |  |  | Catchment Basin, Single walled catchment basin | Audible high level alarm At 90% full, Flow Rest 90% Full | Flow Rest 90% Full |  |  | Continuous Automatic Tank Gauge |  | Automatic flow restrictor (MLLD) | Automatic flow restrictor (MLLD) |  |  | Annual line testing | Annual line testing |  | UST Currently In Use: 4; UST Temp Close: 0; AST Currently In Use: 0; AST Temp Closed: 0 | 4 | 0 | 0 | 20759-069-017715 | SOUTHWEST GEORGIA OIL COMPANY
46513 | Currently in Use |  | 1994-10-01 |  | Petroleum | On road diesel | On road diesel | Retail | Steel | Steel | Coated & cathodic protection (sti-P3) |  | Fiberglass reinforced plastic |  |  |  | Catchment Basin, Single walled catchment basin | Audible high level alarm At 90% full, Flow Rest 90% Full | Flow Rest 90% Full |  |  | Continuous Automatic Tank Gauge |  | Automatic flow restrictor (MLLD), MNFLD TO16 | Automatic flow restrictor (MLLD) |  |  | Annual line testing, Other, MNFLD TO16 | Other |  | UST Currently In Use: 4; UST Temp Close: 0; AST Currently In Use: 0; AST Temp Closed: 0 | 4 | 0 | 0 | 20759-069-017715 | SOUTHWEST GEORGIA OIL COMPANY
46516 | Currently in Use |  | 1994-10-01 |  | Petroleum | On road diesel | On road diesel | Retail | Steel | Steel | Coated & cathodic protection (sti-P3) |  | Fiberglass reinforced plastic |  |  |  | Catchment Basin, Single walled catchment basin | Audible high level alarm At 90% full, Flow Rest 90% Full | Flow Rest 90% Full |  |  | Continuous Automatic Tank Gauge |  | Automatic flow restrictor (MLLD), Containment Sump, MNFLD TO13 | Containment Sump |  |  | Annual line testing, Other, MNFLD TO13 | Other |  | UST Currently In Use: 4; UST Temp Close: 0; AST Currently In Use: 0; AST Temp Closed: 0 | 4 | 0 | 0 | 20759-069-017715 | SOUTHWEST GEORGIA OIL COMPANY
46517 | Permanently Closed | 2014-02-07 | 1996-04-01 | 2014-02-14 | Petroleum | On road diesel | On road diesel | Retail | Steel | Steel | Coated & cathodic protection (sti-P3) |  | Flexible, GEO FLEX |  |  |  | Catchment Basin, Single walled catchment basin | Automatic shutoff device At 95% full, Flow Rest 90% Full | Flow Rest 90% Full |  |  | Continuous Automatic Tank Gauge |  | Containment Sump | Containment Sump | Interstitial Monitoring within Secondary Containment |  | Continuous alarm system | Continuous alarm system |  | UST Currently In Use: 2; UST Temp Close: 0; AST Currently In Use: 0; AST Temp Closed: 0 | 2 | 0 | 1 | 22376-101-002999 | SUN STATE OIL CO INC
46518 | Currently in Use |  | 1995-07-20 |  | Petroleum | Unleaded gasoline | Unleaded gasoline | Retail | Steel | Steel | Coated & cathodic protection (sti-P3) |  | Flexible |  |  |  | Catchment Basin, Single walled catchment basin | Flow Rest 90% Full | Flow Rest 90% Full |  |  | Automatic Tank Gauge |  | Automatic flow restrictor (MLLD), Containment Sump | Containment Sump |  |  | Annual line testing | Annual line testing |  | UST Currently In Use: 3; UST Temp Close: 0; AST Currently In Use: 0; AST Temp Closed: 0 | 3 | 0 | 0 | 25353-039-017717 | BETH FREER
46523 | Currently in Use |  | 1995-07-20 |  | Petroleum | Unleaded gasoline | Unleaded gasoline | Retail | Steel | Steel | Coated & cathodic protection (sti-P3) |  | Flexible |  |  |  | Catchment Basin, Single walled catchment basin | Flow Rest 90% Full | Flow Rest 90% Full |  |  | Automatic Tank Gauge |  | Automatic flow restrictor (MLLD), Containment Sump | Containment Sump |  |  | Annual line testing | Annual line testing |  | UST Currently In Use: 3; UST Temp Close: 0; AST Currently In Use: 0; AST Temp Closed: 0 | 3 | 0 | 0 | 25353-039-017717 | BETH FREER
46526 | Currently in Use |  | 1995-07-20 |  | Petroleum | On road diesel | On road diesel | Retail | Steel | Steel | Coated & cathodic protection (sti-P3) |  | Flexible |  |  |  | Catchment Basin, Single walled catchment basin | Flow Rest 90% Full | Flow Rest 90% Full |  |  | Automatic Tank Gauge |  | Automatic flow restrictor (MLLD), Containment Sump | Containment Sump |  |  | Annual line testing | Annual line testing |  | UST Currently In Use: 3; UST Temp Close: 0; AST Currently In Use: 0; AST Temp Closed: 0 | 3 | 0 | 0 | 25353-039-017717 | BETH FREER
46527 | Permanently Closed | 2020-05-01 | 1996-04-25 | 2021-03-31 | Petroleum | Unleaded gasoline | Unleaded gasoline | Retail, State/Federal Government | Fiberglass coated steel | Fiberglass coated steel |  |  | Fiberglass reinforced plastic |  | 1901-01-01 | None | Catchment Basin, Single walled catchment basin | Flow Rest 90% Full | Flow Rest 90% Full | Interstitial Monitoring within Secondary Containment |  | Automatic Tank Gauge | [8 empty] | UST Currently In Use: 0; UST Temp Close: 0; AST Currently In Use: 0; AST Temp Closed: 0 | 0 | 0 | 1 | 14587-101-005011 | AL ST MILITARY DEPT - CFMO ENV. OFF.
46528 | Currently in Use |  | 1996-06-15 |  | Petroleum | Unleaded gasoline | Unleaded gasoline | Retail | Fiberglass coated steel | Fiberglass coated steel |  |  | Flexible |  | 1901-01-01 |  | Catchment Basin, Single walled catchment basin | Flow Rest 90% Full | Flow Rest 90% Full |  |  | Continuous Automatic Tank Gauge |  | Automatic flow restrictor (MLLD), Containment Sump | Containment Sump |  |  | Annual line testing | Annual line testing |  | UST Currently In Use: 2; UST Temp Close: 0; AST Currently In Use: 0; AST Temp Closed: 0 | 2 | 0 | 0 | 25234-125-017718 | KARAN & KIRAN FOOD MART LLC
46529 | Currently in Use |  | 1991-10-15 |  | Petroleum | Unleaded gasoline | Unleaded gasoline | Retail | Fiberglass reinforced plastic, Single Wall | Single Wall |  |  | Double Wall, Fiberglass reinforced plastic |  |  |  | Catchment Basin, Single walled catchment basin | Automatic shutoff device At 95% full, Flow Rest 90% Full | Flow Rest 90% Full |  |  | Continuous Automatic Tank Gauge |  | Automatic shutoff device (AELLD), Containment Sump | Containment Sump | [5 empty] | UST Currently In Use: 3; UST Temp Close: 0; AST Currently In Use: 0; AST Temp Closed: 0 | 3 | 0 | 0 | 25846-079-017720 | ANKIT 2019 INC
46530 | Currently in Use |  | 1991-10-15 |  | Petroleum | Premium gasoline | Premium gasoline | Retail | Fiberglass reinforced plastic, Single Wall | Single Wall |  |  | Double Wall, Fiberglass reinforced plastic |  |  |  | Catchment Basin, Single walled catchment basin | Automatic shutoff device At 95% full, Flow Rest 90% Full | Flow Rest 90% Full |  |  | Continuous Automatic Tank Gauge |  | Automatic shutoff device (AELLD), Containment Sump | Containment Sump | [5 empty] | UST Currently In Use: 3; UST Temp Close: 0; AST Currently In Use: 0; AST Temp Closed: 0 | 3 | 0 | 0 | 25846-079-017720 | ANKIT 2019 INC
46531 | Currently in Use |  | 1996-05-30 |  | Petroleum | Premium gasoline | Premium gasoline | Retail | Double Wall, Steel | Steel | Coated & cathodic protection (sti-P3) |  | Double Wall, Flexible |  | 1901-01-01 |  | Catchment Basin, Single walled catchment basin | Automatic shutoff device At 95% full | Automatic shutoff device At 95% full |  |  | Automatic Tank Gauge, Statistical Inventory Reconciliation (SIR) | Single walled submersible pump containment sump | Automatic flow restrictor (MLLD), Containment Sump | Containment Sump | Interstitial Monitoring within Secondary Containment | SENSOR TO ATG | Statistical inventory reconciliation (SIR) | Statistical inventory reconciliation (SIR) |  | UST Currently In Use: 3; UST Temp Close: 0; AST Currently In Use: 0; AST Temp Closed: 0 | 3 | 0 | 0 | 11576-089-017719 | DUTCH OIL COMPANY
46532 | Currently in Use |  | 1996-05-30 |  | Petroleum | On road diesel | On road diesel | Retail | Double Wall, Steel | Steel | Coated & cathodic protection (sti-P3) |  | Double Wall, Flexible |  | 1901-01-01 |  | Catchment Basin, Single walled catchment basin | Automatic shutoff device At 95% full | Automatic shutoff device At 95% full |  |  | Automatic Tank Gauge, Statistical Inventory Reconciliation (SIR) | Single walled submersible pump containment sump | Automatic flow restrictor (MLLD), Containment Sump | Containment Sump | Interstitial Monitoring within Secondary Containment | SENSOR TO ATG | Statistical inventory reconciliation (SIR) | Statistical inventory reconciliation (SIR) |  | UST Currently In Use: 3; UST Temp Close: 0; AST Currently In Use: 0; AST Temp Closed: 0 | 3 | 0 | 0 | 11576-089-017719 | DUTCH OIL COMPANY
46533 | Currently in Use |  | 1996-05-30 |  | Petroleum | Unleaded gasoline | Unleaded gasoline | Retail | Double Wall, Steel | Steel | Coated & cathodic protection (sti-P3) |  | Double Wall, Flexible |  | 1901-01-01 |  | Catchment Basin, Single walled catchment basin | Automatic shutoff device At 95% full | Automatic shutoff device At 95% full |  |  | Automatic Tank Gauge, Statistical Inventory Reconciliation (SIR) | Single walled submersible pump containment sump | Automatic flow restrictor (MLLD), Containment Sump | Containment Sump | Interstitial Monitoring within Secondary Containment | SENSOR TO ATG | Statistical inventory reconciliation (SIR) | Statistical inventory reconciliation (SIR) |  | UST Currently In Use: 3; UST Temp Close: 0; AST Currently In Use: 0; AST Temp Closed: 0 | 3 | 0 | 0 | 11576-089-017719 | DUTCH OIL COMPANY
46534 | Currently in Use |  | 1991-10-15 |  | Petroleum | On road diesel | On road diesel | Retail | Fiberglass reinforced plastic, Single Wall | Single Wall |  |  | Double Wall, Fiberglass reinforced plastic |  |  |  | Catchment Basin, Single walled catchment basin | Automatic shutoff device At 95% full | Automatic shutoff device At 95% full |  |  | Continuous Automatic Tank Gauge |  | Automatic flow restrictor (MLLD), Containment Sump | Containment Sump |  |  | Annual line testing | Annual line testing |  | UST Currently In Use: 3; UST Temp Close: 0; AST Currently In Use: 0; AST Temp Closed: 0 | 3 | 0 | 0 | 25846-079-017720 | ANKIT 2019 INC
46535 | Currently in Use |  | 1996-06-05 |  | Petroleum | Unleaded gasoline | Unleaded gasoline | Retail | Fiberglass coated steel | Fiberglass coated steel |  |  | Fiberglass reinforced plastic |  | 1901-01-01 |  | Catchment Basin, Single walled catchment basin | Automatic shutoff device At 95% full | Automatic shutoff device At 95% full |  |  | Automatic Tank Gauge |  | Automatic flow restrictor (MLLD), Containment Sump | Containment Sump |  |  | Annual line testing | Annual line testing |  | UST Currently In Use: 2; UST Temp Close: 0; AST Currently In Use: 0; AST Temp Closed: 0 | 2 | 0 | 0 | 25808-017-017721 | COWBOY LIQUORS CUSSETA LLC
46536 | Currently in Use |  | 1996-06-05 |  | Petroleum | Ethanol free gasoline | Ethanol free gasoline | Retail | Fiberglass reinforced plastic | Fiberglass reinforced plastic |  |  | Fiberglass reinforced plastic |  | 1901-01-01 |  | Catchment Basin, Single walled catchment basin | Automatic shutoff device At 95% full | Automatic shutoff device At 95% full |  |  | Automatic Tank Gauge |  | Automatic flow restrictor (MLLD), Containment Sump | Containment Sump |  |  | Annual line testing | Annual line testing |  | UST Currently In Use: 2; UST Temp Close: 0; AST Currently In Use: 0; AST Temp Closed: 0 | 2 | 0 | 0 | 25808-017-017721 | COWBOY LIQUORS CUSSETA LLC
46538 | Currently in Use |  | 1975-01-01 |  | Petroleum | On road diesel | On road diesel | Retail | Single Wall, Steel | Steel | Field installed cathodic protection, Interior lined (not allowed as a standalone method of corrosion protection) |  | Fiberglass reinforced plastic, Single Wall |  |  |  | Catchment Basin, Single walled catchment basin | Flow Rest 90% Full | Flow Rest 90% Full |  |  | Continuous Automatic Tank Gauge |  | Automatic flow restrictor (MLLD) | Automatic flow restrictor (MLLD) |  |  | Annual line testing | Annual line testing |  | UST Currently In Use: 3; UST Temp Close: 0; AST Currently In Use: 0; AST Temp Closed: 0 | 3 | 0 | 0 | 13951-073-007266 | QUALITY PETROLEUM OF ALABAMA INC
46539 | Currently in Use |  | 1996-03-30 |  | Petroleum | On road diesel | On road diesel | Retail | Double Wall, Fiberglass reinforced plastic | Fiberglass reinforced plastic |  |  | Double Wall, Flexible |  | 1901-01-01 |  | Catchment Basin, Single walled catchment basin | Flow Rest 90% Full | Flow Rest 90% Full | Interstitial Monitoring within Secondary Containment | SENSOR TO ATG | Automatic Tank Gauge |  | Automatic flow restrictor (MLLD), Containment Sump | Containment Sump |  | SENSOR TO ATG | Annual line testing, Continuous alarm system | Continuous alarm system | Pressurized Piping | UST Currently In Use: 3; UST Temp Close: 0; AST Currently In Use: 0; AST Temp Closed: 0 | 3 | 0 | 0 | 22176-053-017723 | Circle K Stores, Inc.
46540 | Currently in Use |  | 1996-03-30 |  | Petroleum | Unleaded gasoline | Unleaded gasoline | Retail | Double Wall, Fiberglass reinforced plastic | Fiberglass reinforced plastic |  |  | Double Wall, Flexible |  | 1901-01-01 |  | Catchment Basin, Single walled catchment basin | Flow Rest 90% Full | Flow Rest 90% Full | Interstitial Monitoring within Secondary Containment | SENSOR TO ATG | Automatic Tank Gauge |  | Automatic flow restrictor (MLLD), Containment Sump | Containment Sump | Interstitial Monitoring within Secondary Containment | SENSOR TO ATG | Annual line testing, Continuous alarm system | Continuous alarm system | Pressurized Piping | UST Currently In Use: 3; UST Temp Close: 0; AST Currently In Use: 0; AST Temp Closed: 0 | 3 | 0 | 0 | 22176-053-017723 | Circle K Stores, Inc.
46541 | Currently in Use |  | 1996-03-30 |  | Petroleum | Premium gasoline | Premium gasoline | Retail | Double Wall, Fiberglass reinforced plastic | Fiberglass reinforced plastic |  |  | Double Wall, Flexible |  | 1901-01-01 |  | Catchment Basin, Single walled catchment basin | Audible high level alarm At 90% full, Flow Rest 90% Full | Flow Rest 90% Full | Interstitial Monitoring within Secondary Containment | SENSOR TO ATG | Automatic Tank Gauge |  | Automatic flow restrictor (MLLD), Containment Sump | Containment Sump | Interstitial Monitoring within Secondary Containment | SENSOR TO ATG | Annual line testing, Continuous alarm system | Continuous alarm system | Pressurized Piping | UST Currently In Use: 3; UST Temp Close: 0; AST Currently In Use: 0; AST Temp Closed: 0 | 3 | 0 | 0 | 22176-053-017723 | Circle K Stores, Inc.
46542 | Currently in Use |  | 1996-08-12 |  | Petroleum | Unleaded gasoline | Unleaded gasoline | Retail | Double Wall, Fiberglass reinforced plastic | Fiberglass reinforced plastic |  |  | Double Wall, Fiberglass reinforced plastic |  | 1901-01-01 |  | Catchment Basin, Single walled catchment basin | Automatic shutoff device At 95% full, Flow Rest 90% Full | Flow Rest 90% Full |  |  | Continuous Automatic Tank Gauge | Single walled submersible pump containment sump | Automatic shutoff device (AELLD), Containment Sump | Containment Sump | [5 empty] | UST Currently In Use: 3; UST Temp Close: 0; AST Currently In Use: 0; AST Temp Closed: 0 | 3 | 0 | 0 | 22285-009-017724 | HIGH TIDE OIL COMPANY, INC.
46543 | Currently in Use |  | 1996-06-05 |  | Petroleum | Unleaded gasoline | Unleaded gasoline | Retail | Double Wall, Fiberglass coated steel, GLASTEELDW | Fiberglass coated steel |  |  | Double Wall, Fiberglass reinforced plastic |  | 1901-01-01 |  | Catchment Basin, Single walled catchment basin | Flow Rest 90% Full | Flow Rest 90% Full | Interstitial Monitoring within Secondary Containment |  | Automatic Tank Gauge |  | Automatic flow restrictor (MLLD), Containment Sump | Containment Sump | Interstitial Monitoring within Secondary Containment | SENSOR TO ATG | Continuous alarm system | Continuous alarm system |  | UST Currently In Use: 3; UST Temp Close: 0; AST Currently In Use: 0; AST Temp Closed: 0 | 3 | 0 | 3 | 25265-043-011136 | LGWS/CROSS AMERICA PARTNERS
46544 | Currently in Use |  | 1996-06-05 |  | Petroleum | Premium gasoline | Premium gasoline | Retail | Double Wall, Fiberglass coated steel, GLASTEELDW | Fiberglass coated steel |  |  | Double Wall, Fiberglass reinforced plastic |  | 1901-01-01 |  | Catchment Basin, Single walled catchment basin | Flow Rest 90% Full | Flow Rest 90% Full | Interstitial Monitoring within Secondary Containment |  | Automatic Tank Gauge |  | Automatic flow restrictor (MLLD), Containment Sump | Containment Sump | Interstitial Monitoring within Secondary Containment | SENSOR TO ATG | Continuous alarm system | Continuous alarm system |  | UST Currently In Use: 3; UST Temp Close: 0; AST Currently In Use: 0; AST Temp Closed: 0 | 3 | 0 | 3 | 25265-043-011136 | LGWS/CROSS AMERICA PARTNERS
46545 | Currently in Use |  | 1996-06-05 |  | Petroleum | On road diesel | On road diesel | Retail | Double Wall, Fiberglass coated steel, GLASTELLDW | Fiberglass coated steel |  |  | Double Wall, Fiberglass reinforced plastic |  | 1901-01-01 |  | Catchment Basin, Single walled catchment basin | Flow Rest 90% Full | Flow Rest 90% Full | Interstitial Monitoring within Secondary Containment |  | Automatic Tank Gauge |  | Automatic flow restrictor (MLLD), Containment Sump | Containment Sump | Interstitial Monitoring within Secondary Containment | SENSOR TO ATG | Continuous alarm system | Continuous alarm system |  | UST Currently In Use: 3; UST Temp Close: 0; AST Currently In Use: 0; AST Temp Closed: 0 | 3 | 0 | 3 | 25265-043-011136 | LGWS/CROSS AMERICA PARTNERS
46546 | Currently in Use |  | 1996-07-16 |  | Petroleum | Unleaded gasoline | Unleaded gasoline | Industrial, Local Government | Steel | Steel | Coated & cathodic protection (sti-P3) |  | Fiberglass reinforced plastic |  |  |  | Catchment Basin, Single walled catchment basin | Automatic shutoff device At 95% full | Automatic shutoff device At 95% full |  |  | Automatic Tank Gauge | [8 empty] | UST Currently In Use: 1; UST Temp Close: 0; AST Currently In Use: 0; AST Temp Closed: 0 | 1 | 0 | 1 | 14796-123-011370 | TALLAPOOSA CO BD OF EDUCATION
46547 | Permanently Closed | 1996-09-19 | 1911-11-11 | 1999-01-12 | Petroleum | Unleaded gasoline | Unleaded gasoline | Industrial | Steel | Steel |  |  | Steel |  | 1901-01-01 |  |  | Flow Rest 90% Full | Flow Rest 90% Full |  |  | Statistical Inventory Reconciliation (SIR) | [8 empty] | UST Currently In Use: 0; UST Temp Close: 0; AST Currently In Use: 0; AST Temp Closed: 0 | 0 | 0 | 3 | 13370-023-017725 | MCLEMORE DISTRIBUTORS INC
46549 | Permanently Closed | 1996-09-19 | 1911-11-11 | 1999-01-12 | Petroleum | On road diesel | On road diesel | Industrial | Steel | Steel |  |  | Steel |  | 1901-01-01 |  |  | Flow Rest 90% Full | Flow Rest 90% Full |  |  | Statistical Inventory Reconciliation (SIR) | [8 empty] | UST Currently In Use: 0; UST Temp Close: 0; AST Currently In Use: 0; AST Temp Closed: 0 | 0 | 0 | 3 | 13370-023-017725 | MCLEMORE DISTRIBUTORS INC
46550 | Permanently Closed | 1996-09-19 | 1911-11-11 | 1999-01-12 | Petroleum | On road diesel | On road diesel | Industrial | Steel | Steel |  |  | Steel |  | 1901-01-01 |  |  | Flow Rest 90% Full | Flow Rest 90% Full |  |  | Statistical Inventory Reconciliation (SIR) | [8 empty] | UST Currently In Use: 0; UST Temp Close: 0; AST Currently In Use: 0; AST Temp Closed: 0 | 0 | 0 | 3 | 13370-023-017725 | MCLEMORE DISTRIBUTORS INC
46551 | Currently in Use |  | 1995-10-10 |  | Petroleum | Unleaded gasoline | Unleaded gasoline | Retail | Steel, DBL WALL | Steel | Coated & cathodic protection (sti-P3) |  | Flexible, DBL W FLEX |  |  |  | Catchment Basin, Single walled catchment basin | Flow Rest 90% Full | Flow Rest 90% Full |  |  | Automatic Tank Gauge |  | Automatic flow restrictor (MLLD), Containment Sump | Containment Sump | Interstitial Monitoring within Secondary Containment |  | Continuous alarm system | Continuous alarm system |  | UST Currently In Use: 4; UST Temp Close: 0; AST Currently In Use: 0; AST Temp Closed: 0 | 4 | 0 | 0 | 19898-051-017726 | PETRO SOUTH INC
46552 | Currently in Use |  | 1995-10-10 |  | Petroleum | Mid-grade gasoline | Mid-grade gasoline | Retail | Steel, DBL WALL | Steel | Coated & cathodic protection (sti-P3) |  | Flexible, FLEX PIPE |  |  |  | Catchment Basin, Single walled catchment basin | Flow Rest 90% Full | Flow Rest 90% Full |  |  | Automatic Tank Gauge |  | Automatic flow restrictor (MLLD), Containment Sump | Containment Sump | Interstitial Monitoring within Secondary Containment |  | Continuous alarm system | Continuous alarm system |  | UST Currently In Use: 4; UST Temp Close: 0; AST Currently In Use: 0; AST Temp Closed: 0 | 4 | 0 | 0 | 19898-051-017726 | PETRO SOUTH INC
46553 | Currently in Use |  | 1995-10-10 |  | Petroleum | Premium gasoline | Premium gasoline | Retail | Steel, DBL WALL | Steel | Coated & cathodic protection (sti-P3) |  | Flexible, FLEX PIPE |  |  |  | Catchment Basin, Single walled catchment basin | Flow Rest 90% Full | Flow Rest 90% Full |  |  | Automatic Tank Gauge |  | Automatic flow restrictor (MLLD), Containment Sump | Containment Sump | Interstitial Monitoring within Secondary Containment |  | Continuous alarm system | Continuous alarm system |  | UST Currently In Use: 4; UST Temp Close: 0; AST Currently In Use: 0; AST Temp Closed: 0 | 4 | 0 | 0 | 19898-051-017726 | PETRO SOUTH INC
46554 | Currently in Use |  | 1995-10-10 |  | Petroleum | On road diesel | On road diesel | Retail | Steel, DBL WALL | Steel | Coated & cathodic protection (sti-P3) |  | Flexible, FLEX PIPE |  |  |  | Catchment Basin, Single walled catchment basin | Flow Rest 90% Full | Flow Rest 90% Full |  |  | Automatic Tank Gauge |  | Automatic flow restrictor (MLLD), Containment Sump | Containment Sump | Interstitial Monitoring within Secondary Containment |  | Continuous alarm system | Continuous alarm system |  | UST Currently In Use: 4; UST Temp Close: 0; AST Currently In Use: 0; AST Temp Closed: 0 | 4 | 0 | 0 | 19898-051-017726 | PETRO SOUTH INC
46555 | Currently in Use |  | 1996-03-25 |  | Petroleum | Unleaded gasoline | Unleaded gasoline | Retail | Double Wall, Fiberglass coated steel, ELUTRON | Fiberglass coated steel |  |  | Double Wall, Flexible, GEOFLEX |  | 1901-01-01 |  | Catchment Basin, Single walled catchment basin | Flow Rest 90% Full | Flow Rest 90% Full |  |  | Continuous Automatic Tank Gauge |  | Automatic flow restrictor (MLLD), Automatic shutoff device (AELLD), Containment Sump | Containment Sump | [5 empty] | UST Currently In Use: 3; UST Temp Close: 1; AST Currently In Use: 0; AST Temp Closed: 0 | 3 | 1 | 0 | 25265-101-017639 | LGWS/CROSS AMERICA PARTNERS
46558 | Currently in Use |  | 1996-03-25 |  | Petroleum | Premium gasoline | Premium gasoline | Retail | Double Wall, Fiberglass coated steel, ELUTRON | Fiberglass coated steel |  |  | Double Wall, Flexible, GEOFLEX |  | 1901-01-01 |  | Catchment Basin, Single walled catchment basin | Flow Rest 90% Full | Flow Rest 90% Full |  |  | Continuous Automatic Tank Gauge |  | Automatic shutoff device (AELLD), Containment Sump | Containment Sump | [5 empty] | UST Currently In Use: 3; UST Temp Close: 1; AST Currently In Use: 0; AST Temp Closed: 0 | 3 | 1 | 0 | 25265-101-017639 | LGWS/CROSS AMERICA PARTNERS
46561 | Currently in Use |  | 1996-03-25 |  | Petroleum | Unleaded gasoline | Unleaded gasoline | Retail | Double Wall, Fiberglass coated steel, ELUTRON | Fiberglass coated steel |  |  | Double Wall, Flexible, GEOFLEX |  | 1901-01-01 |  | Catchment Basin, Single walled catchment basin | Flow Rest 90% Full | Flow Rest 90% Full |  |  | Continuous Automatic Tank Gauge |  | Automatic flow restrictor (MLLD), Automatic shutoff device (AELLD), Containment Sump | Containment Sump | [5 empty] | UST Currently In Use: 3; UST Temp Close: 1; AST Currently In Use: 0; AST Temp Closed: 0 | 3 | 1 | 0 | 25265-101-017639 | LGWS/CROSS AMERICA PARTNERS
46564 | Temporary Closed | 2016-07-10 | 1996-04-25 |  | Petroleum | Unleaded gasoline | Unleaded gasoline | Retail | Double Wall, Steel | Steel | Coated & cathodic protection (sti-P3) |  | Double Wall, Flexible, GEOFLEX |  |  |  | Catchment Basin, Single walled catchment basin | Flow Rest 90% Full | Flow Rest 90% Full |  |  | Automatic Tank Gauge |  | Automatic shutoff device (AELLD), Containment Sump | Containment Sump | [5 empty] | UST Currently In Use: 3; UST Temp Close: 1; AST Currently In Use: 0; AST Temp Closed: 0 | 3 | 1 | 0 | 25265-101-017639 | LGWS/CROSS AMERICA PARTNERS
46565 | Permanently Closed | 1996-01-01 | 1996-07-18 | 1996-01-01 | Petroleum | Unleaded gasoline | Unleaded gasoline | Retail | Steel | Steel | Coated & cathodic protection (sti-P3) |  | Steel |  | 1901-01-01 | Field installed cathodic protection | Catchment Basin, Single walled catchment basin | Flow Rest 90% Full | Flow Rest 90% Full | Interstitial Monitoring within Secondary Containment | [10 empty] | UST Currently In Use: 0; UST Temp Close: 0; AST Currently In Use: 0; AST Temp Closed: 0 | 0 | 0 | 1 | 20117-069-017727 | BILLY WILLIAMS
46566 | Currently in Use |  | 1996-05-24 |  | Petroleum | Unleaded gasoline | Unleaded gasoline | Retail | Single Wall, Steel | Steel | Coated & cathodic protection (sti-P3) |  | Double Wall, Steel |  |  | Isolated or Above Ground | Catchment Basin, Single walled catchment basin | Automatic shutoff device At 95% full | Automatic shutoff device At 95% full |  |  | Continuous Automatic Tank Gauge |  | Automatic shutoff device (AELLD) | Automatic shutoff device (AELLD) | Interstitial Monitoring within Secondary Containment |  |  |  |  | UST Currently In Use: 3; UST Temp Close: 0; AST Currently In Use: 0; AST Temp Closed: 0 | 3 | 0 | 0 | 15420-049-017728 | MAPCO EXPRESS, LLC
46567 | Currently in Use |  | 1996-05-24 |  | Petroleum | Premium gasoline | Premium gasoline | Retail | Single Wall, Steel | Steel | Coated & cathodic protection (sti-P3) |  | Double Wall, Steel |  |  | Isolated or Above Ground | Catchment Basin, Single walled catchment basin | Automatic shutoff device At 95% full | Automatic shutoff device At 95% full |  |  | Continuous Automatic Tank Gauge |  | Automatic shutoff device (AELLD) | Automatic shutoff device (AELLD) | Interstitial Monitoring within Secondary Containment |  |  |  |  | UST Currently In Use: 3; UST Temp Close: 0; AST Currently In Use: 0; AST Temp Closed: 0 | 3 | 0 | 0 | 15420-049-017728 | MAPCO EXPRESS, LLC
46568 | Currently in Use |  | 1996-05-24 |  | Petroleum | On road diesel | On road diesel | Retail | Single Wall, Steel | Steel | Coated & cathodic protection (sti-P3) |  | Double Wall, Steel |  |  | Isolated or Above Ground | Catchment Basin, Single walled catchment basin | Automatic shutoff device At 95% full | Automatic shutoff device At 95% full |  |  | Continuous Automatic Tank Gauge |  | Automatic shutoff device (AELLD) | Automatic shutoff device (AELLD) | Interstitial Monitoring within Secondary Containment |  |  |  |  | UST Currently In Use: 3; UST Temp Close: 0; AST Currently In Use: 0; AST Temp Closed: 0 | 3 | 0 | 0 | 15420-049-017728 | MAPCO EXPRESS, LLC
46569 | Currently in Use |  | 1996-05-20 |  | Petroleum | Unleaded gasoline | Unleaded gasoline | Retail | Fiberglass coated steel | Fiberglass coated steel |  |  | Flexible |  | 1901-01-01 |  | Catchment Basin, Single walled catchment basin | Automatic shutoff device At 95% full, Flow Rest 90% Full | Flow Rest 90% Full | Interstitial Monitoring within Secondary Containment |  | Continuous Automatic Tank Gauge |  | Automatic shutoff device (AELLD) | Automatic shutoff device (AELLD) | Interstitial Monitoring within Secondary Containment |  |  |  |  | UST Currently In Use: 2; UST Temp Close: 0; AST Currently In Use: 0; AST Temp Closed: 0 | 2 | 0 | 0 | 23699-117-017729 | PLUS HOLDINGS DBA HWY 119 CHEVRON
46570 | Currently in Use |  | 1996-05-20 |  | Petroleum | Premium gasoline | Premium gasoline | Retail | Fiberglass coated steel | Fiberglass coated steel |  |  | Flexible |  | 1901-01-01 |  | Catchment Basin, Single walled catchment basin | Automatic shutoff device At 95% full, Flow Rest 90% Full | Flow Rest 90% Full | Interstitial Monitoring within Secondary Containment |  | Continuous Automatic Tank Gauge |  | Automatic shutoff device (AELLD) | Automatic shutoff device (AELLD) | Interstitial Monitoring within Secondary Containment |  |  |  |  | UST Currently In Use: 2; UST Temp Close: 0; AST Currently In Use: 0; AST Temp Closed: 0 | 2 | 0 | 0 | 23699-117-017729 | PLUS HOLDINGS DBA HWY 119 CHEVRON
46571 | Currently in Use |  | 1996-03-18 |  | Petroleum | Unleaded gasoline | Unleaded gasoline | Retail | Steel, DBL WALL | Steel | Coated & cathodic protection (sti-P3) |  | Double Wall, Fiberglass reinforced plastic |  |  |  | Catchment Basin, Single walled catchment basin | Automatic shutoff device At 95% full | Automatic shutoff device At 95% full |  |  | Continuous Automatic Tank Gauge |  | Automatic shutoff device (AELLD), Containment Sump, MFLD TO 4 | Containment Sump | [5 empty] | UST Currently In Use: 3; UST Temp Close: 0; AST Currently In Use: 0; AST Temp Closed: 0 | 3 | 0 | 0 | 13434-039-017731 | MIDDLETON OIL COMPANY, INC.
46574 | Currently in Use |  | 1996-03-18 |  | Petroleum | Unleaded gasoline | Unleaded gasoline | Retail | Steel, DBL WALL | Steel | Coated & cathodic protection (sti-P3) |  | Double Wall, Fiberglass reinforced plastic |  |  |  | Catchment Basin, Single walled catchment basin | Automatic shutoff device At 95% full | Automatic shutoff device At 95% full |  |  | Continuous Automatic Tank Gauge |  | Containment Sump, MFLD TO 1 | Containment Sump | [5 empty] | UST Currently In Use: 3; UST Temp Close: 0; AST Currently In Use: 0; AST Temp Closed: 0 | 3 | 0 | 0 | 13434-039-017731 | MIDDLETON OIL COMPANY, INC.
46577 | Currently in Use |  | 1996-03-18 |  | Petroleum | Premium gasoline | Premium gasoline | Retail | Steel, DBL WALL | Steel | Coated & cathodic protection (sti-P3) |  | Double Wall, Fiberglass reinforced plastic |  |  |  | Catchment Basin, Single walled catchment basin | Automatic shutoff device At 95% full | Automatic shutoff device At 95% full |  |  | Continuous Automatic Tank Gauge |  | Automatic shutoff device (AELLD), Containment Sump | Containment Sump | [5 empty] | UST Currently In Use: 3; UST Temp Close: 0; AST Currently In Use: 0; AST Temp Closed: 0 | 3 | 0 | 0 | 13434-039-017731 | MIDDLETON OIL COMPANY, INC.
46578 | Currently in Use |  | 1996-08-29 |  | Petroleum | On road diesel | On road diesel | Industrial | Single Wall, Steel | Steel | Coated & cathodic protection (sti-P3), Field installed cathodic protection |  | Single Wall, Steel |  |  | Field installed cathodic protection | Catchment Basin, Single walled catchment basin | Flow Rest 90% Full | Flow Rest 90% Full |  |  | Automatic Tank Gauge | [8 empty] | UST Currently In Use: 5; UST Temp Close: 0; AST Currently In Use: 1; AST Temp Closed: 0 | 5 | 0 | 1 | 15856-019-012903 | TOM HARTON
46579 | Currently in Use |  | 1996-06-20 |  | Petroleum | Unleaded gasoline | Unleaded gasoline | Retail | Steel | Steel | Coated & cathodic protection (sti-P3) |  | Fiberglass reinforced plastic |  |  |  | Catchment Basin, Single walled catchment basin | Flow Rest 90% Full | Flow Rest 90% Full |  |  | Continuous Automatic Tank Gauge |  | Automatic flow restrictor (MLLD) | Automatic flow restrictor (MLLD) |  | SENSOR TO ATG | Annual line testing | Annual line testing |  | UST Currently In Use: 3; UST Temp Close: 0; AST Currently In Use: 0; AST Temp Closed: 0 | 3 | 0 | 0 | 22176-073-003013 | Circle K Stores, Inc.
46580 | Currently in Use |  | 1996-06-20 |  | Petroleum | Premium gasoline | Premium gasoline | Retail | Steel | Steel | Coated & cathodic protection (sti-P3) |  | Fiberglass reinforced plastic |  |  |  | Catchment Basin, Single walled catchment basin | Flow Rest 90% Full | Flow Rest 90% Full |  |  | Continuous Automatic Tank Gauge |  | Automatic flow restrictor (MLLD), Containment Sump | Containment Sump |  | SENSOR TO ATG | Annual line testing | Annual line testing |  | UST Currently In Use: 3; UST Temp Close: 0; AST Currently In Use: 0; AST Temp Closed: 0 | 3 | 0 | 0 | 22176-073-003013 | Circle K Stores, Inc.
46581 | Currently in Use |  | 1996-06-20 |  | Petroleum | On road diesel | On road diesel | Retail | Steel | Steel | Coated & cathodic protection (sti-P3) |  | Fiberglass reinforced plastic |  |  |  | Catchment Basin, Single walled catchment basin | Flow Rest 90% Full | Flow Rest 90% Full |  |  | Continuous Automatic Tank Gauge |  | Automatic flow restrictor (MLLD), Containment Sump | Containment Sump |  | SENSOR TO ATG | Annual line testing | Annual line testing |  | UST Currently In Use: 3; UST Temp Close: 0; AST Currently In Use: 0; AST Temp Closed: 0 | 3 | 0 | 0 | 22176-073-003013 | Circle K Stores, Inc.
46582 | Currently in Use |  | 1996-03-01 |  | Petroleum | Unleaded gasoline | Unleaded gasoline | Retail | Double Wall, Fiberglass coated steel | Fiberglass coated steel |  |  | Fiberglass reinforced plastic |  | 1901-01-01 |  | Catchment Basin, Single walled catchment basin | Flow Rest 90% Full | Flow Rest 90% Full |  |  |  |  | Automatic flow restrictor (MLLD), Containment Sump | Containment Sump |  |  | Annual line testing, Groundwater monitoring, Vapor monitoring | Vapor monitoring |  | UST Currently In Use: 2; UST Temp Close: 0; AST Currently In Use: 0; AST Temp Closed: 0 | 2 | 0 | 0 | 10748-119-017733 | BURNS AND BURNS, INC.
46583 | Currently in Use |  | 1996-03-01 |  | Petroleum | Premium gasoline | Premium gasoline | Retail | Double Wall, Fiberglass coated steel | Fiberglass coated steel |  |  | Fiberglass reinforced plastic |  | 1901-01-01 |  | Catchment Basin, Single walled catchment basin | Flow Rest 90% Full | Flow Rest 90% Full |  |  |  |  | Automatic flow restrictor (MLLD), Containment Sump | Containment Sump |  |  | Annual line testing, Groundwater monitoring, Vapor monitoring | Vapor monitoring |  | UST Currently In Use: 2; UST Temp Close: 0; AST Currently In Use: 0; AST Temp Closed: 0 | 2 | 0 | 0 | 10748-119-017733 | BURNS AND BURNS, INC.
46584 | Currently in Use |  | 1996-06-25 |  | Petroleum | Unleaded gasoline | Unleaded gasoline | Retail | Double Wall, Fiberglass coated steel | Fiberglass coated steel |  |  | Double Wall, Flexible | APT | 1901-01-01 |  | Catchment Basin, Single walled catchment basin | Automatic shutoff device At 95% full | Automatic shutoff device At 95% full | Interstitial Monitoring within Secondary Containment | SENSOR TO ATG | Continuous Automatic Tank Gauge |  | Automatic shutoff device (AELLD) | Automatic shutoff device (AELLD) |  |  | Automatic electronic line leak detector (AELLD) | Automatic electronic line leak detector (AELLD) |  | UST Currently In Use: 3; UST Temp Close: 0; AST Currently In Use: 0; AST Temp Closed: 0 | 3 | 0 | 3 | 23743-073-000143 | NORTHSIDE FUEL INC
46585 | Currently in Use |  | 1996-06-25 |  | Petroleum | Premium gasoline | Premium gasoline | Retail | Double Wall, Fiberglass coated steel | Fiberglass coated steel |  |  | Double Wall, Flexible | APT | 1901-01-01 |  | Catchment Basin, Single walled catchment basin | Automatic shutoff device At 95% full | Automatic shutoff device At 95% full | Interstitial Monitoring within Secondary Containment | SENSOR TO ATG | Continuous Automatic Tank Gauge |  | Automatic shutoff device (AELLD) | Automatic shutoff device (AELLD) |  |  | Automatic electronic line leak detector (AELLD) | Automatic electronic line leak detector (AELLD) |  | UST Currently In Use: 3; UST Temp Close: 0; AST Currently In Use: 0; AST Temp Closed: 0 | 3 | 0 | 3 | 23743-073-000143 | NORTHSIDE FUEL INC
46586 | Currently in Use |  | 1996-06-25 |  | Petroleum | On road diesel | On road diesel | Retail | Double Wall, Fiberglass coated steel | Fiberglass coated steel |  |  | Double Wall, Flexible | APT | 1901-01-01 |  | Catchment Basin, Single walled catchment basin | Automatic shutoff device At 95% full | Automatic shutoff device At 95% full | Interstitial Monitoring within Secondary Containment | SENSOR TO ATG | Continuous Automatic Tank Gauge |  | Automatic shutoff device (AELLD) | Automatic shutoff device (AELLD) |  |  | Automatic electronic line leak detector (AELLD) | Automatic electronic line leak detector (AELLD) |  | UST Currently In Use: 3; UST Temp Close: 0; AST Currently In Use: 0; AST Temp Closed: 0 | 3 | 0 | 3 | 23743-073-000143 | NORTHSIDE FUEL INC
46587 | Currently in Use |  | 1996-05-17 |  | Petroleum | Unleaded gasoline | Unleaded gasoline | Retail | Fiberglass reinforced plastic, Single Wall | Single Wall |  |  | Fiberglass reinforced plastic, Single Wall |  | 1901-01-01 | None | Catchment Basin, Single walled catchment basin | Automatic shutoff device At 95% full | Automatic shutoff device At 95% full |  |  | Continuous Automatic Tank Gauge |  | Automatic shutoff device (AELLD) | Automatic shutoff device (AELLD) | [5 empty] | UST Currently In Use: 4; UST Temp Close: 0; AST Currently In Use: 0; AST Temp Closed: 0 | 4 | 0 | 3 | 25265-073-001476 | LGWS/CROSS AMERICA PARTNERS
46588 | Currently in Use |  | 1996-05-17 |  | Petroleum | Other, STD-87 | Other | Retail | Fiberglass reinforced plastic, Single Wall | Single Wall |  |  | Fiberglass reinforced plastic, Single Wall |  | 1901-01-01 | None | Catchment Basin, Single walled catchment basin | Automatic shutoff device At 95% full | Automatic shutoff device At 95% full |  |  | Continuous Automatic Tank Gauge |  | Automatic shutoff device (AELLD) | Automatic shutoff device (AELLD) | [5 empty] | UST Currently In Use: 4; UST Temp Close: 0; AST Currently In Use: 0; AST Temp Closed: 0 | 4 | 0 | 3 | 25265-073-001476 | LGWS/CROSS AMERICA PARTNERS
46589 | Currently in Use |  | 1996-05-17 |  | Petroleum | Premium gasoline | Premium gasoline | Retail | Fiberglass reinforced plastic, Single Wall | Single Wall |  |  | Fiberglass reinforced plastic, Single Wall |  | 1901-01-01 | None | Catchment Basin, Single walled catchment basin | Automatic shutoff device At 95% full | Automatic shutoff device At 95% full |  |  | Continuous Automatic Tank Gauge |  | Automatic shutoff device (AELLD) | Automatic shutoff device (AELLD) | [5 empty] | UST Currently In Use: 4; UST Temp Close: 0; AST Currently In Use: 0; AST Temp Closed: 0 | 4 | 0 | 3 | 25265-073-001476 | LGWS/CROSS AMERICA PARTNERS
46590 | Currently in Use |  | 1996-05-17 |  | Petroleum | On road diesel | On road diesel | Retail | Fiberglass reinforced plastic, Single Wall | Single Wall |  |  | Fiberglass reinforced plastic, Single Wall |  | 1901-01-01 | None | Catchment Basin, Single walled catchment basin | Automatic shutoff device At 95% full | Automatic shutoff device At 95% full |  |  | Continuous Automatic Tank Gauge |  | Automatic shutoff device (AELLD) | Automatic shutoff device (AELLD) | [5 empty] | UST Currently In Use: 4; UST Temp Close: 0; AST Currently In Use: 0; AST Temp Closed: 0 | 4 | 0 | 3 | 25265-073-001476 | LGWS/CROSS AMERICA PARTNERS
46591 | Currently in Use |  | 1996-04-11 |  | Petroleum | Unleaded gasoline | Unleaded gasoline | Retail | Fiberglass reinforced plastic, Single Wall | Single Wall |  |  | Fiberglass reinforced plastic, Single Wall, AOSMITH |  | 1901-01-01 | None | Catchment Basin, Single walled catchment basin | Automatic shutoff device At 95% full | Automatic shutoff device At 95% full |  |  | Continuous Automatic Tank Gauge |  | Automatic shutoff device (AELLD), Containment Sump | Containment Sump | [5 empty] | UST Currently In Use: 3; UST Temp Close: 0; AST Currently In Use: 0; AST Temp Closed: 0 | 3 | 0 | 4 | 25265-073-002500 | LGWS/CROSS AMERICA PARTNERS
46592 | Currently in Use |  | 1996-04-11 |  | Petroleum | Premium gasoline | Premium gasoline | Retail | Fiberglass reinforced plastic, Single Wall | Single Wall |  |  | Fiberglass reinforced plastic, Single Wall, AOSMITH |  | 1901-01-01 | None | Catchment Basin, Single walled catchment basin | Flow Rest 90% Full | Flow Rest 90% Full |  |  | Continuous Automatic Tank Gauge |  | Automatic shutoff device (AELLD), Containment Sump | Containment Sump | [5 empty] | UST Currently In Use: 3; UST Temp Close: 0; AST Currently In Use: 0; AST Temp Closed: 0 | 3 | 0 | 4 | 25265-073-002500 | LGWS/CROSS AMERICA PARTNERS
46593 | Currently in Use |  | 1996-07-26 |  | Petroleum | Unleaded gasoline | Unleaded gasoline | Retail | Fiberglass coated steel, FPR | Fiberglass coated steel |  |  | Double Wall, Flexible |  | 1901-01-01 |  | Catchment Basin, Single walled catchment basin | Flow Rest 90% Full | Flow Rest 90% Full |  |  | Continuous Automatic Tank Gauge |  | Automatic shutoff device (AELLD), Containment Sump | Containment Sump | [5 empty] | UST Currently In Use: 3; UST Temp Close: 0; AST Currently In Use: 0; AST Temp Closed: 0 | 3 | 0 | 0 | 23679-125-017734 | BOCA PROPERTIES LLC
46594 | Currently in Use |  | 1996-07-26 |  | Petroleum | Premium gasoline | Premium gasoline | Retail | Fiberglass coated steel, FPR | Fiberglass coated steel |  |  | Double Wall, Flexible |  | 1901-01-01 |  | Catchment Basin, Single walled catchment basin | Flow Rest 90% Full | Flow Rest 90% Full |  |  | Continuous Automatic Tank Gauge |  | Automatic shutoff device (AELLD), Containment Sump | Containment Sump | [5 empty] | UST Currently In Use: 3; UST Temp Close: 0; AST Currently In Use: 0; AST Temp Closed: 0 | 3 | 0 | 0 | 23679-125-017734 | BOCA PROPERTIES LLC
46595 | Currently in Use |  | 1996-07-26 |  | Petroleum | On road diesel | On road diesel | Retail | Fiberglass coated steel, FPR | Fiberglass coated steel |  |  | Double Wall, Flexible, ENVIRON |  | 1901-01-01 |  | Catchment Basin, Single walled catchment basin | Flow Rest 90% Full | Flow Rest 90% Full |  |  | Continuous Automatic Tank Gauge |  | Automatic shutoff device (AELLD) | Automatic shutoff device (AELLD) | [5 empty] | UST Currently In Use: 3; UST Temp Close: 0; AST Currently In Use: 0; AST Temp Closed: 0 | 3 | 0 | 0 | 23679-125-017734 | BOCA PROPERTIES LLC
46596 | Currently in Use |  | 1996-07-15 |  | Petroleum | Unleaded gasoline | Unleaded gasoline | Retail | Single Wall, Steel | Steel | Coated & cathodic protection (sti-P3) |  | Double Wall, Flexible |  |  |  | Catchment Basin, Single walled catchment basin | Flow Rest 90% Full | Flow Rest 90% Full |  |  | Automatic Tank Gauge | Single walled submersible pump containment sump | Automatic flow restrictor (MLLD), Containment Sump | Containment Sump |  |  | Annual line testing | Annual line testing |  | UST Currently In Use: 2; UST Temp Close: 0; AST Currently In Use: 0; AST Temp Closed: 0 | 2 | 0 | 0 | 23372-093-017735 | MIDSTATES PETROLEUM COMPANY
46597 | Currently in Use |  | 1996-07-15 |  | Petroleum | Premium gasoline | Premium gasoline | Retail | Single Wall, Steel | Steel | Coated & cathodic protection (sti-P3) |  | Double Wall, Flexible |  |  |  | Catchment Basin, Single walled catchment basin | Flow Rest 90% Full | Flow Rest 90% Full |  |  | Automatic Tank Gauge | Single walled submersible pump containment sump | Automatic flow restrictor (MLLD), Containment Sump | Containment Sump |  |  | Annual line testing | Annual line testing |  | UST Currently In Use: 2; UST Temp Close: 0; AST Currently In Use: 0; AST Temp Closed: 0 | 2 | 0 | 0 | 23372-093-017735 | MIDSTATES PETROLEUM COMPANY
46598 | Currently in Use |  | 1995-06-01 |  | Petroleum | On road diesel | On road diesel | Retail | Fiberglass reinforced plastic, Single Wall | Single Wall |  |  | Double Wall, Fiberglass reinforced plastic |  |  |  | Catchment Basin, Single walled catchment basin | Flow Rest 90% Full | Flow Rest 90% Full |  |  | Continuous Automatic Tank Gauge | Single walled submersible pump containment sump | Automatic flow restrictor (MLLD), Containment Sump | Containment Sump |  | SENSOR TO ATG | Annual line testing | Annual line testing |  | UST Currently In Use: 4; UST Temp Close: 0; AST Currently In Use: 0; AST Temp Closed: 0 | 4 | 0 | 0 | 13529-093-017736 | MOORE PETROLEUM COMPANY, INC.
46599 | Currently in Use |  | 1995-06-01 |  | Petroleum | Unleaded gasoline | Unleaded gasoline | Retail | Fiberglass reinforced plastic, Single Wall | Single Wall |  |  | Double Wall, Fiberglass reinforced plastic |  |  |  | Catchment Basin, Single walled catchment basin | Flow Rest 90% Full | Flow Rest 90% Full |  |  | Continuous Automatic Tank Gauge | Single walled submersible pump containment sump | Automatic flow restrictor (MLLD), Containment Sump | Containment Sump |  | SENSOR TO ATG | Annual line testing | Annual line testing |  | UST Currently In Use: 4; UST Temp Close: 0; AST Currently In Use: 0; AST Temp Closed: 0 | 4 | 0 | 0 | 13529-093-017736 | MOORE PETROLEUM COMPANY, INC.
46600 | Currently in Use |  | 1995-06-01 |  | Petroleum | Unleaded gasoline | Unleaded gasoline | Retail | Fiberglass reinforced plastic, Single Wall | Single Wall |  |  | Double Wall, Fiberglass reinforced plastic |  |  |  | Catchment Basin, Single walled catchment basin | Flow Rest 90% Full | Flow Rest 90% Full |  |  | Continuous Automatic Tank Gauge | Single walled submersible pump containment sump | Automatic flow restrictor (MLLD), Containment Sump | Containment Sump |  | SENSOR TO ATG | Annual line testing | Annual line testing |  | UST Currently In Use: 4; UST Temp Close: 0; AST Currently In Use: 0; AST Temp Closed: 0 | 4 | 0 | 0 | 13529-093-017736 | MOORE PETROLEUM COMPANY, INC.
46601 | Currently in Use |  | 1995-06-01 |  | Petroleum | On road diesel | On road diesel | Retail | Fiberglass reinforced plastic, Single Wall | Single Wall |  |  | Double Wall, Fiberglass reinforced plastic |  |  |  | Catchment Basin, Single walled catchment basin | Flow Rest 90% Full | Flow Rest 90% Full |  |  | Continuous Automatic Tank Gauge | [8 empty] | UST Currently In Use: 4; UST Temp Close: 0; AST Currently In Use: 0; AST Temp Closed: 0 | 4 | 0 | 0 | 13529-093-017736 | MOORE PETROLEUM COMPANY, INC.
46602 | Currently in Use |  | 1996-06-01 |  | Petroleum | Unleaded gasoline | Unleaded gasoline | Retail | Fiberglass reinforced plastic | Fiberglass reinforced plastic |  |  | Double Wall, Fiberglass reinforced plastic |  | 1901-01-01 |  | Catchment Basin, Single walled catchment basin | Automatic shutoff device At 95% full | Automatic shutoff device At 95% full | Interstitial Monitoring within Secondary Containment |  | Continuous Automatic Tank Gauge |  | Automatic shutoff device (AELLD) | Automatic shutoff device (AELLD) |  | SENSOR TO ATG | Continuous alarm system | Continuous alarm system |  | UST Currently In Use: 3; UST Temp Close: 0; AST Currently In Use: 0; AST Temp Closed: 0 | 3 | 0 | 0 | 20128-117-017737 | ROBCAR L L C
46603 | Currently in Use |  | 1996-06-01 |  | Petroleum | On road diesel | On road diesel | Retail | Fiberglass reinforced plastic | Fiberglass reinforced plastic |  |  | Double Wall, Fiberglass reinforced plastic |  | 1901-01-01 |  | Catchment Basin, Single walled catchment basin | Automatic shutoff device At 95% full | Automatic shutoff device At 95% full | Interstitial Monitoring within Secondary Containment |  | Continuous Automatic Tank Gauge |  | Automatic shutoff device (AELLD) | Automatic shutoff device (AELLD) |  | SENSOR TO ATG | Continuous alarm system | Continuous alarm system |  | UST Currently In Use: 3; UST Temp Close: 0; AST Currently In Use: 0; AST Temp Closed: 0 | 3 | 0 | 0 | 20128-117-017737 | ROBCAR L L C
46604 | Currently in Use |  | 1996-06-01 |  | Petroleum | Premium gasoline | Premium gasoline | Retail | Fiberglass reinforced plastic | Fiberglass reinforced plastic |  |  | Fiberglass reinforced plastic |  | 1901-01-01 |  | Catchment Basin, Single walled catchment basin | Automatic shutoff device At 95% full | Automatic shutoff device At 95% full | Interstitial Monitoring within Secondary Containment |  | Continuous Automatic Tank Gauge |  | Automatic shutoff device (AELLD) | Automatic shutoff device (AELLD) | [5 empty] | UST Currently In Use: 3; UST Temp Close: 0; AST Currently In Use: 0; AST Temp Closed: 0 | 3 | 0 | 0 | 20128-117-017737 | ROBCAR L L C
46605 | Currently in Use |  | 1996-08-07 |  | Petroleum | Unleaded gasoline | Unleaded gasoline | Retail | Single Wall, Steel | Steel | Coated & cathodic protection (sti-P3) |  | Double Wall, Steel, FIBCOATED |  |  | Other, FLXS ISOLA | Catchment Basin, Single walled catchment basin | Automatic shutoff device At 95% full | Automatic shutoff device At 95% full |  |  | Continuous Automatic Tank Gauge |  | Automatic shutoff device (AELLD) | Automatic shutoff device (AELLD) | Interstitial Monitoring within Secondary Containment |  |  |  |  | UST Currently In Use: 2; UST Temp Close: 0; AST Currently In Use: 0; AST Temp Closed: 0 | 2 | 0 | 0 | 15420-089-017738 | MAPCO EXPRESS, LLC
46606 | Currently in Use |  | 1996-08-07 |  | Petroleum | Premium gasoline | Premium gasoline | Retail | Single Wall, Steel | Steel | Coated & cathodic protection (sti-P3) |  | Double Wall, Steel, FIBCOATED |  |  | Other, FLXS ISOLA | Catchment Basin, Single walled catchment basin | Automatic shutoff device At 95% full | Automatic shutoff device At 95% full |  |  | Continuous Automatic Tank Gauge |  | Automatic shutoff device (AELLD) | Automatic shutoff device (AELLD) | Interstitial Monitoring within Secondary Containment |  |  |  |  | UST Currently In Use: 2; UST Temp Close: 0; AST Currently In Use: 0; AST Temp Closed: 0 | 2 | 0 | 0 | 15420-089-017738 | MAPCO EXPRESS, LLC
46607 | Currently in Use |  | 1996-05-17 |  | Petroleum | Unleaded gasoline | Unleaded gasoline | Retail | Fiberglass reinforced plastic | Fiberglass reinforced plastic |  |  | Fiberglass reinforced plastic |  | 1901-01-01 |  | Catchment Basin, Single walled catchment basin | Audible high level alarm At 90% full | Audible high level alarm At 90% full |  |  | Continuous Automatic Tank Gauge |  | Automatic shutoff device (AELLD) | Automatic shutoff device (AELLD) | [5 empty] | UST Currently In Use: 4; UST Temp Close: 0; AST Currently In Use: 0; AST Temp Closed: 0 | 4 | 0 | 3 | 23460-073-001478 | HARI KRISHNA LLC
46608 | Currently in Use |  | 1996-05-17 |  | Petroleum | Unleaded gasoline | Unleaded gasoline | Retail | Fiberglass reinforced plastic | Fiberglass reinforced plastic |  |  | Fiberglass reinforced plastic |  | 1901-01-01 |  | Catchment Basin, Single walled catchment basin | Audible high level alarm At 90% full | Audible high level alarm At 90% full |  |  | Continuous Automatic Tank Gauge |  | Automatic shutoff device (AELLD) | Automatic shutoff device (AELLD) | [5 empty] | UST Currently In Use: 4; UST Temp Close: 0; AST Currently In Use: 0; AST Temp Closed: 0 | 4 | 0 | 3 | 23460-073-001478 | HARI KRISHNA LLC
46609 | Currently in Use |  | 1996-05-17 |  | Petroleum | Premium gasoline | Premium gasoline | Retail | Fiberglass reinforced plastic | Fiberglass reinforced plastic |  |  | Fiberglass reinforced plastic |  | 1901-01-01 |  | Catchment Basin, Single walled catchment basin | Audible high level alarm At 90% full | Audible high level alarm At 90% full |  |  | Continuous Automatic Tank Gauge |  | Automatic shutoff device (AELLD) | Automatic shutoff device (AELLD) | [5 empty] | UST Currently In Use: 4; UST Temp Close: 0; AST Currently In Use: 0; AST Temp Closed: 0 | 4 | 0 | 3 | 23460-073-001478 | HARI KRISHNA LLC
46610 | Currently in Use |  | 1996-05-17 |  | Petroleum | On road diesel | On road diesel | Retail | Fiberglass reinforced plastic | Fiberglass reinforced plastic |  |  | Fiberglass reinforced plastic |  | 1901-01-01 |  | Catchment Basin, Single walled catchment basin | Audible high level alarm At 90% full | Audible high level alarm At 90% full |  |  | Continuous Automatic Tank Gauge |  | Automatic shutoff device (AELLD) | Automatic shutoff device (AELLD) | [5 empty] | UST Currently In Use: 4; UST Temp Close: 0; AST Currently In Use: 0; AST Temp Closed: 0 | 4 | 0 | 3 | 23460-073-001478 | HARI KRISHNA LLC
46611 | Permanently Closed | 2005-03-09 | 1995-10-20 | 2005-03-09 | Petroleum | On road diesel | On road diesel |  | Steel | Steel | Coated & cathodic protection (sti-P3) |  | Fiberglass reinforced plastic |  | 1901-01-01 | None | Catchment Basin, Single walled catchment basin | Flow Rest 90% Full | Flow Rest 90% Full | [11 empty] | UST Currently In Use: 0; UST Temp Close: 0; AST Currently In Use: 0; AST Temp Closed: 0 | 0 | 0 | 1 | 20130-083-017739 | LIMESTONE COUNTY BOARD OF EDUCATION
46612 | Currently in Use |  | 1987-03-29 |  | Petroleum | On road diesel | On road diesel | Emergency Power Generator, State/Federal Government | Fiberglass reinforced plastic | Fiberglass reinforced plastic |  |  | Fiberglass reinforced plastic |  | 1901-01-01 | None | Catchment Basin, Single walled catchment basin | Audible high level alarm At 90% full, Automatic shutoff device At 95% full | Automatic shutoff device At 95% full |  |  | Automatic Tank Gauge, Continuous Automatic Tank Gauge | [8 empty] | UST Currently In Use: 1; UST Temp Close: 0; AST Currently In Use: 0; AST Temp Closed: 0 | 1 | 0 | 6 | 16407-101-013135 | RETIREMENT SYSTEMS OF ALABAMA
46613 | Currently in Use |  | 1996-01-01 |  | Petroleum | Unleaded gasoline | Unleaded gasoline | Retail | Steel | Steel | Coated & cathodic protection (sti-P3) |  | Flexible |  |  |  | Catchment Basin, Single walled catchment basin | Automatic shutoff device At 95% full | Automatic shutoff device At 95% full |  |  | Continuous Automatic Tank Gauge |  | Automatic flow restrictor (MLLD), Containment Sump | Containment Sump |  |  | Annual line testing | Annual line testing |  | UST Currently In Use: 2; UST Temp Close: 0; AST Currently In Use: 0; AST Temp Closed: 0 | 2 | 0 | 0 | 11101-097-017740 | CLARK OIL COMPANY, INC.
46614 | Currently in Use |  | 1996-01-01 |  | Petroleum | Premium gasoline | Premium gasoline | Retail | Steel | Steel | Coated & cathodic protection (sti-P3) |  | Flexible |  |  |  | Catchment Basin, Single walled catchment basin | Automatic shutoff device At 95% full | Automatic shutoff device At 95% full |  |  | Continuous Automatic Tank Gauge |  | Automatic flow restrictor (MLLD), Containment Sump | Containment Sump |  |  | Annual line testing | Annual line testing |  | UST Currently In Use: 2; UST Temp Close: 0; AST Currently In Use: 0; AST Temp Closed: 0 | 2 | 0 | 0 | 11101-097-017740 | CLARK OIL COMPANY, INC.
46615 | Permanently Closed | 2012-08-01 | 1996-09-05 | 2015-01-14 | Petroleum | Unleaded gasoline | Unleaded gasoline | Retail | Single Wall, Steel | Steel | Coated & cathodic protection (sti-P3) |  | Fiberglass reinforced plastic, Single Wall |  |  |  | Catchment Basin, Single walled catchment basin | Automatic shutoff device At 95% full | Automatic shutoff device At 95% full |  |  | Continuous Automatic Tank Gauge | [5 empty] | Annual line testing | Annual line testing |  | UST Currently In Use: 0; UST Temp Close: 0; AST Currently In Use: 0; AST Temp Closed: 0 | 0 | 0 | 3 | 24541-073-005366 | ROCKY RIDGE INVESTMENTS
46616 | Permanently Closed | 2012-08-01 | 1996-09-05 | 2015-01-14 | Petroleum | Unleaded gasoline | Unleaded gasoline | Retail | Single Wall, Steel | Steel | Coated & cathodic protection (sti-P3) |  | Fiberglass reinforced plastic, Single Wall |  |  |  | Catchment Basin, Single walled catchment basin | Automatic shutoff device At 95% full | Automatic shutoff device At 95% full |  |  | Continuous Automatic Tank Gauge | [5 empty] | Annual line testing | Annual line testing |  | UST Currently In Use: 0; UST Temp Close: 0; AST Currently In Use: 0; AST Temp Closed: 0 | 0 | 0 | 3 | 24541-073-005366 | ROCKY RIDGE INVESTMENTS
46617 | Permanently Closed | 2012-08-01 | 1996-09-05 | 2015-01-14 | Petroleum | Unleaded gasoline | Unleaded gasoline | Retail | Single Wall, Steel | Steel | Coated & cathodic protection (sti-P3) |  | Fiberglass reinforced plastic, Single Wall |  |  |  | Catchment Basin, Single walled catchment basin | Automatic shutoff device At 95% full | Automatic shutoff device At 95% full |  |  | Continuous Automatic Tank Gauge | [5 empty] | Annual line testing | Annual line testing |  | UST Currently In Use: 0; UST Temp Close: 0; AST Currently In Use: 0; AST Temp Closed: 0 | 0 | 0 | 3 | 24541-073-005366 | ROCKY RIDGE INVESTMENTS
46618 | Currently in Use |  | 1996-05-20 |  | Petroleum | Unleaded gasoline | Unleaded gasoline | Retail | Fiberglass reinforced plastic | Fiberglass reinforced plastic |  |  | Fiberglass reinforced plastic |  | 1901-01-01 |  | Catchment Basin, Single walled catchment basin | Automatic shutoff device At 95% full | Automatic shutoff device At 95% full |  |  | Continuous Automatic Tank Gauge |  | Automatic flow restrictor (MLLD), Containment Sump | Containment Sump |  |  | Annual line testing | Annual line testing |  | UST Currently In Use: 3; UST Temp Close: 0; AST Currently In Use: 0; AST Temp Closed: 0 | 3 | 0 | 3 | 25265-123-001462 | LGWS/CROSS AMERICA PARTNERS
46619 | Currently in Use |  | 1996-05-20 |  | Petroleum | Other, ETHANOL FR | Other | Retail | Fiberglass reinforced plastic | Fiberglass reinforced plastic |  |  | Fiberglass reinforced plastic |  | 1901-01-01 | Other, N/A | Catchment Basin, Single walled catchment basin | Automatic shutoff device At 95% full | Automatic shutoff device At 95% full |  |  | Continuous Automatic Tank Gauge |  | Automatic flow restrictor (MLLD), Containment Sump | Containment Sump |  |  | Annual line testing | Annual line testing |  | UST Currently In Use: 3; UST Temp Close: 0; AST Currently In Use: 0; AST Temp Closed: 0 | 3 | 0 | 3 | 25265-123-001462 | LGWS/CROSS AMERICA PARTNERS
46620 | Currently in Use |  | 1996-05-20 |  | Petroleum | Premium gasoline | Premium gasoline | Retail | Fiberglass reinforced plastic | Fiberglass reinforced plastic |  |  | Fiberglass reinforced plastic |  | 1901-01-01 | Other, N/A | Catchment Basin, Single walled catchment basin | Automatic shutoff device At 95% full | Automatic shutoff device At 95% full |  |  | Continuous Automatic Tank Gauge |  | Automatic flow restrictor (MLLD), Containment Sump | Containment Sump |  |  | Annual line testing | Annual line testing |  | UST Currently In Use: 3; UST Temp Close: 0; AST Currently In Use: 0; AST Temp Closed: 0 | 3 | 0 | 3 | 25265-123-001462 | LGWS/CROSS AMERICA PARTNERS
46621 | Permanently Closed | 2010-12-11 | 1996-07-19 | 2013-12-11 | Petroleum | Unleaded gasoline | Unleaded gasoline | Retail | Fiberglass reinforced plastic | Fiberglass reinforced plastic |  |  | Fiberglass reinforced plastic |  | 1901-01-01 |  | Catchment Basin, Single walled catchment basin | Automatic shutoff device At 95% full, Flow Rest 90% Full | Flow Rest 90% Full |  |  | Statistical Inventory Reconciliation (SIR) |  | Containment Sump | Containment Sump |  |  | Annual line testing, Statistical inventory reconciliation (SIR) | Statistical inventory reconciliation (SIR) |  | UST Currently In Use: 2; UST Temp Close: 0; AST Currently In Use: 0; AST Temp Closed: 0 | 2 | 0 | 6 | 23413-003-011995 | CIRCLE K STORES, INC.
46622 | Permanently Closed | 2011-09-11 | 1996-07-19 | 2013-12-11 | Petroleum | Unleaded gasoline | Unleaded gasoline | Retail | Fiberglass reinforced plastic | Fiberglass reinforced plastic |  |  | Fiberglass reinforced plastic |  | 1901-01-01 |  | Catchment Basin, Single walled catchment basin | Automatic shutoff device At 95% full, Flow Rest 90% Full | Flow Rest 90% Full |  |  | Statistical Inventory Reconciliation (SIR) |  | Containment Sump | Containment Sump |  |  | Annual line testing, Statistical inventory reconciliation (SIR) | Statistical inventory reconciliation (SIR) |  | UST Currently In Use: 2; UST Temp Close: 0; AST Currently In Use: 0; AST Temp Closed: 0 | 2 | 0 | 6 | 23413-003-011995 | CIRCLE K STORES, INC.
46623 | Permanently Closed | 2013-12-11 | 1996-07-19 | 2013-12-11 | Petroleum | Premium gasoline | Premium gasoline | Retail | Fiberglass reinforced plastic | Fiberglass reinforced plastic |  |  | Fiberglass reinforced plastic |  | 1901-01-01 |  | Catchment Basin, Single walled catchment basin | Automatic shutoff device At 95% full, Flow Rest 90% Full | Flow Rest 90% Full |  |  | Statistical Inventory Reconciliation (SIR) |  | Containment Sump | Containment Sump |  |  | Annual line testing, Statistical inventory reconciliation (SIR) | Statistical inventory reconciliation (SIR) |  | UST Currently In Use: 2; UST Temp Close: 0; AST Currently In Use: 0; AST Temp Closed: 0 | 2 | 0 | 6 | 23413-003-011995 | CIRCLE K STORES, INC.
46624 | Permanently Closed | 1998-10-01 | 1901-01-01 | 1999-06-16 | Petroleum | Unleaded gasoline | Unleaded gasoline | Retail | [6 empty] | 1901-01-01 | [15 empty] | UST Currently In Use: 4; UST Temp Close: 0; AST Currently In Use: 0; AST Temp Closed: 0 | 4 | 0 | 4 | 13786-065-004895 | PARRS, INC.
46626 | Permanently Closed | 1998-11-11 | 1901-01-01 | 1999-06-16 | Petroleum | Unleaded gasoline | Unleaded gasoline | Retail | [6 empty] | 1901-01-01 | [15 empty] | UST Currently In Use: 4; UST Temp Close: 0; AST Currently In Use: 0; AST Temp Closed: 0 | 4 | 0 | 4 | 13786-065-004895 | PARRS, INC.
46627 | Currently in Use |  | 1996-04-11 |  | Petroleum | Other, STR-87 | Other | Retail | Fiberglass reinforced plastic, Single Wall | Single Wall |  |  | Fiberglass reinforced plastic, Single Wall, AOSMITH |  | 1901-01-01 |  | Catchment Basin, Single walled catchment basin | Flow Rest 90% Full | Flow Rest 90% Full |  |  | Continuous Automatic Tank Gauge |  | Automatic shutoff device (AELLD), Containment Sump | Containment Sump | [5 empty] | UST Currently In Use: 3; UST Temp Close: 0; AST Currently In Use: 0; AST Temp Closed: 0 | 3 | 0 | 4 | 25265-073-002500 | LGWS/CROSS AMERICA PARTNERS
46628 | Permanently Closed | 1993-01-01 | 1965-09-01 |  | Petroleum | On road diesel | On road diesel | Bulk facility, Emergency Power Generator | Steel | Steel |  | Painted or None | Steel |  | 1901-01-01 | [6 empty] | Manual Tank Gauging (only tanks 1000 gal. or less and 48” or 64” in diameter) | [8 empty] | UST Currently In Use: 0; UST Temp Close: 0; AST Currently In Use: 0; AST Temp Closed: 0 | 0 | 0 | 1 | 20106-101-017716 | B H KLEIN REALTY LTD
46629 | Currently in Use |  | 1995-11-15 |  | Petroleum | On road diesel | On road diesel | Emergency Power Generator, State/Federal Government | Double Wall, Fiberglass reinforced plastic | Fiberglass reinforced plastic |  |  | Fiberglass reinforced plastic |  | 1901-01-01 |  | Catchment Basin, Single walled catchment basin | Flow Rest 90% Full | Flow Rest 90% Full | Interstitial Monitoring within Secondary Containment | SENSOR TO ATG | Continuous Automatic Tank Gauge |  | Other, NOT REQRD | Other |  | SENSOR TO ATG | Continuous alarm system | Continuous alarm system |  | UST Currently In Use: 1; UST Temp Close: 0; AST Currently In Use: 0; AST Temp Closed: 0 | 1 | 0 | 1 | 16273-073-014193 | UAB DEPT. HEALTH & SAFETY
46630 | Currently in Use |  | 1996-08-02 |  | Petroleum | Premium gasoline | Premium gasoline | Retail | Single Wall, Steel | Steel | Coated & cathodic protection (sti-P3) |  | Double Wall, Fiberglass reinforced plastic, 2-PIECES |  | 2006-08-20 | Other, FLXS ISOLA | Catchment Basin, Single walled catchment basin | Flow Rest 90% Full | Flow Rest 90% Full |  |  | Continuous Automatic Tank Gauge |  | Automatic flow restrictor (MLLD) | Automatic flow restrictor (MLLD) |  |  | Annual line testing | Annual line testing |  | UST Currently In Use: 2; UST Temp Close: 0; AST Currently In Use: 0; AST Temp Closed: 0 | 2 | 0 | 2 | 24099-073-015433 | ABDUL KHAN
46631 | Currently in Use |  | 1996-08-15 |  | Petroleum | Unleaded gasoline | Unleaded gasoline | Retail | Fiberglass coated steel, Single Wall | Single Wall | Field installed cathodic protection |  | Double Wall, Flexible, WHITE | SA&TCI |  |  | Catchment Basin, Single walled catchment basin | Flow Rest 90% Full | Flow Rest 90% Full |  |  | Continuous Automatic Tank Gauge |  | Automatic flow restrictor (MLLD) | Automatic flow restrictor (MLLD) |  |  | Annual line testing | Annual line testing |  | UST Currently In Use: 3; UST Temp Close: 0; AST Currently In Use: 0; AST Temp Closed: 0 | 3 | 0 | 0 | 22658-073-002372 | SOUTHEAST HOLDING INVESTMENT LLC
46632 | Currently in Use |  | 1996-08-15 |  | Petroleum | Premium gasoline | Premium gasoline | Retail | Fiberglass coated steel, Single Wall | Single Wall | Coated & cathodic protection (sti-P3), Field installed cathodic protection |  | Double Wall, Flexible, WHITE | SA&TCI |  |  | Catchment Basin, Single walled catchment basin | Flow Rest 90% Full | Flow Rest 90% Full |  |  | Continuous Automatic Tank Gauge |  | Automatic flow restrictor (MLLD) | Automatic flow restrictor (MLLD) |  |  | Annual line testing | Annual line testing |  | UST Currently In Use: 3; UST Temp Close: 0; AST Currently In Use: 0; AST Temp Closed: 0 | 3 | 0 | 0 | 22658-073-002372 | SOUTHEAST HOLDING INVESTMENT LLC
46633 | Permanently Closed | 2000-01-12 | 1988-11-05 | 1999-12-23 | Petroleum | On road diesel | On road diesel | Retail | Steel | Steel |  |  | Steel |  | 1901-01-01 | [15 empty] | UST Currently In Use: 0; UST Temp Close: 0; AST Currently In Use: 0; AST Temp Closed: 0 | 0 | 0 | 2 | 20133-093-006865 | BALES BROTHERS GARAGE
46634 | Permanently Closed | 2000-01-12 | 1988-11-05 | 1999-12-23 | Petroleum | On road diesel | On road diesel | Retail | Steel | Steel |  |  | Steel |  | 1901-01-01 | [15 empty] | UST Currently In Use: 0; UST Temp Close: 0; AST Currently In Use: 0; AST Temp Closed: 0 | 0 | 0 | 2 | 20133-093-006865 | BALES BROTHERS GARAGE
46636 | Currently in Use |  | 1996-06-21 |  | Petroleum | On road diesel | On road diesel | Emergency Power Generator, Industrial | Fiberglass reinforced plastic | Fiberglass reinforced plastic |  |  | Fiberglass reinforced plastic, COPPER DBW |  | 1901-01-01 |  | Catchment Basin, Single walled catchment basin | Audible high level alarm At 90% full, Flow Rest 90% Full | Flow Rest 90% Full | Interstitial Monitoring within Secondary Containment |  | Automatic Tank Gauge | [5 empty] | Continuous alarm system | Continuous alarm system |  | UST Currently In Use: 1; UST Temp Close: 0; AST Currently In Use: 0; AST Temp Closed: 0 | 1 | 0 | 1 | 14462-081-012190 | BELLSOUTH TELECOMM. DBA AT&T ALA.
46637 | Currently in Use |  | 1996-08-15 |  | Petroleum | Unleaded gasoline | Unleaded gasoline | Industrial, Local Government | Steel | Steel | Coated & cathodic protection (sti-P3) |  | Fiberglass reinforced plastic |  |  | None | Catchment Basin, Single walled catchment basin | Automatic shutoff device At 95% full | Automatic shutoff device At 95% full |  |  | Continuous Automatic Tank Gauge | [8 empty] | UST Currently In Use: 2; UST Temp Close: 0; AST Currently In Use: 0; AST Temp Closed: 0 | 2 | 0 | 1 | 14965-003-002016 | TOWN OF SUMMERDALE
46638 | Currently in Use |  | 1996-08-15 |  | Petroleum | On road diesel | On road diesel | Industrial, Local Government | Steel | Steel | Coated & cathodic protection (sti-P3) |  | Fiberglass reinforced plastic |  |  | None | Catchment Basin, Single walled catchment basin | Automatic shutoff device At 95% full | Automatic shutoff device At 95% full |  |  | Continuous Automatic Tank Gauge | [8 empty] | UST Currently In Use: 2; UST Temp Close: 0; AST Currently In Use: 0; AST Temp Closed: 0 | 2 | 0 | 1 | 14965-003-002016 | TOWN OF SUMMERDALE
46639 | Currently in Use |  | 1996-10-02 |  | Petroleum | Unleaded gasoline | Unleaded gasoline | Retail | Steel, 5R/3P | Steel | Coated & cathodic protection (sti-P3) |  | Fiberglass reinforced plastic |  |  | Other, FLX ISOL | Catchment Basin, Single walled catchment basin | Flow Rest 90% Full | Flow Rest 90% Full |  |  | Automatic Tank Gauge | [8 empty] | UST Currently In Use: 1; UST Temp Close: 0; AST Currently In Use: 1; AST Temp Closed: 0 | 1 | 0 | 2 | 19978-111-008698 | JAMES C WHALEY
46640 | Currently in Use |  | 1996-07-26 |  | Petroleum | Unleaded gasoline | Unleaded gasoline | Retail | Double Wall, Fiberglass reinforced plastic | Fiberglass reinforced plastic |  |  | Double Wall, Fiberglass reinforced plastic, PERMA |  |  |  | Catchment Basin, Single walled catchment basin | Flow Rest 90% Full | Flow Rest 90% Full |  | SENSOR TO ATG | Continuous Automatic Tank Gauge | Single walled submersible pump containment sump | Automatic flow restrictor (MLLD), Containment Sump | Containment Sump | Interstitial Monitoring within Secondary Containment | SENSOR TO ATG | Continuous alarm system | Continuous alarm system |  | UST Currently In Use: 3; UST Temp Close: 0; AST Currently In Use: 0; AST Temp Closed: 0 | 3 | 0 | 3 | 25265-043-001854 | LGWS/CROSS AMERICA PARTNERS
46641 | Currently in Use |  | 1996-07-26 |  | Petroleum | Premium gasoline | Premium gasoline | Retail | Double Wall, Fiberglass reinforced plastic | Fiberglass reinforced plastic |  |  | Double Wall, Fiberglass reinforced plastic, PERMA |  |  |  | Catchment Basin, Single walled catchment basin | Flow Rest 90% Full | Flow Rest 90% Full |  | SENSOR TO ATG | Continuous Automatic Tank Gauge | Single walled submersible pump containment sump | Automatic flow restrictor (MLLD), Containment Sump | Containment Sump | Interstitial Monitoring within Secondary Containment | SENSOR TO ATG | Continuous alarm system | Continuous alarm system |  | UST Currently In Use: 3; UST Temp Close: 0; AST Currently In Use: 0; AST Temp Closed: 0 | 3 | 0 | 3 | 25265-043-001854 | LGWS/CROSS AMERICA PARTNERS
46642 | Currently in Use |  | 1996-07-26 |  | Petroleum | Unleaded gasoline | Unleaded gasoline | Retail | Double Wall, Fiberglass reinforced plastic | Fiberglass reinforced plastic |  |  | Double Wall, Fiberglass reinforced plastic, PERMA |  |  |  | Catchment Basin, Single walled catchment basin | Flow Rest 90% Full | Flow Rest 90% Full |  | SENSOR TO ATG | Continuous Automatic Tank Gauge | Single walled submersible pump containment sump | Automatic flow restrictor (MLLD), Containment Sump | Containment Sump | Interstitial Monitoring within Secondary Containment | SENSOR TO ATG | Continuous alarm system | Continuous alarm system |  | UST Currently In Use: 3; UST Temp Close: 0; AST Currently In Use: 0; AST Temp Closed: 0 | 3 | 0 | 3 | 25265-043-001854 | LGWS/CROSS AMERICA PARTNERS
46643 | Currently in Use |  | 1996-08-12 |  | Petroleum | Unleaded gasoline | Unleaded gasoline | Retail | Single Wall, Steel | Steel | Coated & cathodic protection (sti-P3) |  | Fiberglass reinforced plastic, Single Wall |  | 1901-01-01 |  | Catchment Basin, Single walled catchment basin | Automatic shutoff device At 95% full | Automatic shutoff device At 95% full |  |  | Statistical Inventory Reconciliation (SIR) | [8 empty] | UST Currently In Use: 2; UST Temp Close: 0; AST Currently In Use: 0; AST Temp Closed: 0 | 2 | 0 | 0 | 24994-073-017292 | ABDUL R DHANANI
46644 | Currently in Use |  | 1996-08-12 |  | Petroleum | Premium gasoline | Premium gasoline | Retail | Single Wall, Steel | Steel | Coated & cathodic protection (sti-P3) |  | Fiberglass reinforced plastic, Single Wall |  | 1901-01-01 |  | Catchment Basin, Single walled catchment basin | Automatic shutoff device At 95% full | Automatic shutoff device At 95% full |  |  | Statistical Inventory Reconciliation (SIR) | [8 empty] | UST Currently In Use: 2; UST Temp Close: 0; AST Currently In Use: 0; AST Temp Closed: 0 | 2 | 0 | 0 | 24994-073-017292 | ABDUL R DHANANI
46645 | Currently in Use |  | 1996-06-01 |  | Petroleum | Unleaded gasoline | Unleaded gasoline | Retail | Single Wall, Steel | Steel | Coated & cathodic protection (sti-P3) |  | Double Wall, Fiberglass reinforced plastic |  |  |  | Catchment Basin, Single walled catchment basin | Flow Rest 90% Full | Flow Rest 90% Full |  |  | Automatic Tank Gauge |  | Automatic flow restrictor (MLLD) | Automatic flow restrictor (MLLD) |  |  | Annual line testing | Annual line testing |  | UST Currently In Use: 2; UST Temp Close: 0; AST Currently In Use: 0; AST Temp Closed: 0 | 2 | 0 | 0 | 23557-073-007382 | JALARAM LLC
46646 | Currently in Use |  | 1996-06-01 |  | Petroleum | Premium gasoline | Premium gasoline | Retail | Single Wall, Steel | Steel | Coated & cathodic protection (sti-P3) |  | Double Wall, Fiberglass reinforced plastic |  |  |  | Catchment Basin, Single walled catchment basin | Flow Rest 90% Full | Flow Rest 90% Full |  |  | Automatic Tank Gauge |  | Automatic flow restrictor (MLLD) | Automatic flow restrictor (MLLD) |  |  | Annual line testing | Annual line testing |  | UST Currently In Use: 2; UST Temp Close: 0; AST Currently In Use: 0; AST Temp Closed: 0 | 2 | 0 | 0 | 23557-073-007382 | JALARAM LLC
46647 | Permanently Closed | 2010-01-31 | 1996-08-25 | 2011-02-16 | Petroleum | Unleaded gasoline | Unleaded gasoline | Retail | Steel | Steel | Coated & cathodic protection (sti-P3) |  | Fiberglass reinforced plastic |  | 1901-01-01 |  | Catchment Basin, Single walled catchment basin | Automatic shutoff device At 95% full | Automatic shutoff device At 95% full |  |  | Statistical Inventory Reconciliation (SIR) | [8 empty] | UST Currently In Use: 0; UST Temp Close: 0; AST Currently In Use: 0; AST Temp Closed: 0 | 0 | 0 | 6 | 17923-073-003114 | ROGER BENSON
46649 | Permanently Closed | 2010-01-31 | 1996-08-25 | 2011-02-16 | Petroleum | On road diesel | On road diesel | Retail | Steel | Steel | Coated & cathodic protection (sti-P3) |  | Fiberglass reinforced plastic |  | 1901-01-01 |  | Catchment Basin, Single walled catchment basin | Automatic shutoff device At 95% full | Automatic shutoff device At 95% full |  |  | Statistical Inventory Reconciliation (SIR) | [8 empty] | UST Currently In Use: 0; UST Temp Close: 0; AST Currently In Use: 0; AST Temp Closed: 0 | 0 | 0 | 6 | 17923-073-003114 | ROGER BENSON
46650 | Permanently Closed | 2010-01-31 | 1996-08-25 | 2011-02-16 | Petroleum | Premium gasoline | Premium gasoline | Retail | Steel | Steel | Coated & cathodic protection (sti-P3) |  | Fiberglass reinforced plastic |  | 1901-01-01 |  | Catchment Basin, Single walled catchment basin | Automatic shutoff device At 95% full | Automatic shutoff device At 95% full |  |  | Statistical Inventory Reconciliation (SIR) | [8 empty] | UST Currently In Use: 0; UST Temp Close: 0; AST Currently In Use: 0; AST Temp Closed: 0 | 0 | 0 | 6 | 17923-073-003114 | ROGER BENSON
46651 | Currently in Use |  | 1996-07-23 |  | Petroleum | Unleaded gasoline | Unleaded gasoline | Retail | Single Wall, Steel, 6R/4P | Steel | Coated & cathodic protection (sti-P3) |  | Fiberglass reinforced plastic, Single Wall |  |  | Other, FLXS ISOLA | Catchment Basin, Single walled catchment basin | Automatic shutoff device At 95% full | Automatic shutoff device At 95% full |  |  | Continuous Automatic Tank Gauge |  | Automatic flow restrictor (MLLD), Containment Sump | Containment Sump |  |  | Annual line testing | Annual line testing |  | UST Currently In Use: 1; UST Temp Close: 0; AST Currently In Use: 0; AST Temp Closed: 0 | 1 | 0 | 0 | 25785-115-017743 | SRK PACKAGE LLC
46652 | Currently in Use |  | 1996-08-01 |  | Petroleum | Unleaded gasoline | Unleaded gasoline | Retail | Fiberglass reinforced plastic | Fiberglass reinforced plastic |  |  | Fiberglass reinforced plastic |  | 1901-01-01 |  | Catchment Basin, Single walled catchment basin | Flow Rest 90% Full | Flow Rest 90% Full |  |  | Automatic Tank Gauge |  | Automatic flow restrictor (MLLD) | Automatic flow restrictor (MLLD) |  |  | Annual line testing | Annual line testing |  | UST Currently In Use: 3; UST Temp Close: 0; AST Currently In Use: 0; AST Temp Closed: 0 | 3 | 0 | 5 | 21099-115-014327 | BHARAT PATEL
46653 | Currently in Use |  | 1996-08-01 |  | Petroleum | Premium gasoline | Premium gasoline | Retail | Fiberglass reinforced plastic | Fiberglass reinforced plastic |  |  | Fiberglass reinforced plastic |  | 1901-01-01 |  | Catchment Basin, Single walled catchment basin | Flow Rest 90% Full | Flow Rest 90% Full |  |  | Automatic Tank Gauge |  | Automatic flow restrictor (MLLD) | Automatic flow restrictor (MLLD) |  |  | Annual line testing | Annual line testing |  | UST Currently In Use: 3; UST Temp Close: 0; AST Currently In Use: 0; AST Temp Closed: 0 | 3 | 0 | 5 | 21099-115-014327 | BHARAT PATEL
46654 | Currently in Use |  | 1996-08-01 |  | Petroleum | On road diesel | On road diesel | Retail | Fiberglass reinforced plastic | Fiberglass reinforced plastic |  |  | Fiberglass reinforced plastic |  | 1901-01-01 |  | Catchment Basin, Single walled catchment basin | Flow Rest 90% Full | Flow Rest 90% Full |  |  | Automatic Tank Gauge |  | Automatic flow restrictor (MLLD) | Automatic flow restrictor (MLLD) |  |  | Annual line testing | Annual line testing |  | UST Currently In Use: 3; UST Temp Close: 0; AST Currently In Use: 0; AST Temp Closed: 0 | 3 | 0 | 5 | 21099-115-014327 | BHARAT PATEL
46655 | Currently in Use |  | 1996-10-05 |  | Petroleum | Unleaded gasoline | Unleaded gasoline | Retail | Steel | Steel | Coated & cathodic protection (sti-P3) |  | Flexible |  |  |  | Catchment Basin, Single walled catchment basin | Flow Rest 90% Full | Flow Rest 90% Full |  |  | Automatic Tank Gauge |  | Automatic flow restrictor (MLLD), Containment Sump | Containment Sump |  |  | Annual line testing | Annual line testing |  | UST Currently In Use: 2; UST Temp Close: 0; AST Currently In Use: 0; AST Temp Closed: 0 | 2 | 0 | 2 | 22794-125-009020 | MATAR INC
46656 | Currently in Use |  | 1996-10-05 |  | Petroleum | Premium gasoline | Premium gasoline | Retail | Steel | Steel | Coated & cathodic protection (sti-P3) |  | Flexible |  |  |  | Catchment Basin, Single walled catchment basin | Flow Rest 90% Full | Flow Rest 90% Full |  |  | Automatic Tank Gauge |  | Automatic flow restrictor (MLLD), Containment Sump | Containment Sump |  |  | Annual line testing | Annual line testing |  | UST Currently In Use: 2; UST Temp Close: 0; AST Currently In Use: 0; AST Temp Closed: 0 | 2 | 0 | 2 | 22794-125-009020 | MATAR INC
46657 | Temporary Closed | 2015-05-31 | 1996-10-17 |  | Petroleum | Unleaded gasoline | Unleaded gasoline | Retail | Single Wall, Steel | Steel | Coated & cathodic protection (sti-P3) |  | Fiberglass reinforced plastic, Single Wall |  |  |  | Catchment Basin, Single walled catchment basin | Automatic shutoff device At 95% full | Automatic shutoff device At 95% full |  |  | Automatic Tank Gauge | [8 empty] | UST Currently In Use: 0; UST Temp Close: 2; AST Currently In Use: 0; AST Temp Closed: 0 | 0 | 2 | 0 | 20141-077-010799 | SHERRY CORUM
46658 | Temporary Closed | 2015-05-31 | 1996-10-17 |  | Petroleum | Mid-grade gasoline | Mid-grade gasoline | Retail | Single Wall, Steel | Steel | Coated & cathodic protection (sti-P3) |  | Fiberglass reinforced plastic, Single Wall |  |  |  | Catchment Basin, Single walled catchment basin | Automatic shutoff device At 95% full | Automatic shutoff device At 95% full |  |  | Automatic Tank Gauge | [8 empty] | UST Currently In Use: 0; UST Temp Close: 2; AST Currently In Use: 0; AST Temp Closed: 0 | 0 | 2 | 0 | 20141-077-010799 | SHERRY CORUM
46659 | Permanently Closed | 2000-03-17 | 1996-10-01 | 2000-03-17 | Petroleum | Unleaded gasoline | Unleaded gasoline | Retail | Fiberglass coated steel | Fiberglass coated steel |  |  | Fiberglass reinforced plastic |  | 1901-01-01 | None | Catchment Basin, Single walled catchment basin | Flow Rest 90% Full | Flow Rest 90% Full | Interstitial Monitoring within Secondary Containment |  | Statistical Inventory Reconciliation (SIR) | [8 empty] | UST Currently In Use: 0; UST Temp Close: 0; AST Currently In Use: 0; AST Temp Closed: 0 | 0 | 0 | 4 | 12300-133-013414 | HAYS AND SON OIL COMPANY, INC.
46660 | Currently in Use |  | 1996-10-12 |  | Petroleum | Unleaded gasoline | Unleaded gasoline | Retail | Steel | Steel | Coated & cathodic protection (sti-P3) |  | Fiberglass reinforced plastic |  | 1901-01-01 | Other, FLXS ISOLA | Catchment Basin, Single walled catchment basin | Flow Rest 90% Full | Flow Rest 90% Full |  |  | Continuous Automatic Tank Gauge |  | Automatic flow restrictor (MLLD) | Automatic flow restrictor (MLLD) |  |  | Annual line testing | Annual line testing |  | UST Currently In Use: 3; UST Temp Close: 0; AST Currently In Use: 0; AST Temp Closed: 0 | 3 | 0 | 0 | 22356-083-017745 | NAYAH, LLC
46661 | Currently in Use |  | 1996-10-12 |  | Petroleum | Premium gasoline | Premium gasoline | Retail | Steel | Steel | Coated & cathodic protection (sti-P3) |  | Fiberglass reinforced plastic |  | 1901-01-01 | Other, FLXS ISOLA | Catchment Basin, Single walled catchment basin | Flow Rest 90% Full | Flow Rest 90% Full |  |  | Continuous Automatic Tank Gauge |  | Automatic flow restrictor (MLLD) | Automatic flow restrictor (MLLD) |  |  | Annual line testing | Annual line testing |  | UST Currently In Use: 3; UST Temp Close: 0; AST Currently In Use: 0; AST Temp Closed: 0 | 3 | 0 | 0 | 22356-083-017745 | NAYAH, LLC
46662 | Currently in Use |  | 1996-10-12 |  | Petroleum | On road diesel | On road diesel | Retail | Steel | Steel | Coated & cathodic protection (sti-P3) |  | Fiberglass reinforced plastic |  | 1901-01-01 | Other, FLXS ISOLA | Catchment Basin, Single walled catchment basin | Flow Rest 90% Full | Flow Rest 90% Full |  |  | Continuous Automatic Tank Gauge |  | Automatic flow restrictor (MLLD) | Automatic flow restrictor (MLLD) |  |  | Annual line testing | Annual line testing |  | UST Currently In Use: 3; UST Temp Close: 0; AST Currently In Use: 0; AST Temp Closed: 0 | 3 | 0 | 0 | 22356-083-017745 | NAYAH, LLC
46663 | Permanently Closed | 1994-10-01 | 1901-01-01 | 1996-10-30 | Petroleum | Unleaded gasoline | Unleaded gasoline | Retail | Steel | Steel |  | Painted or None | Steel |  | 1901-01-01 | [15 empty] | UST Currently In Use: 0; UST Temp Close: 0; AST Currently In Use: 0; AST Temp Closed: 0 | 0 | 0 | 4 | 15310-083-009336 | WATKINS OIL CO INC
46664 | Currently in Use |  | 1996-05-20 |  | Petroleum | Unleaded gasoline | Unleaded gasoline | Retail | Fiberglass coated steel, Single Wall | Single Wall |  |  | Double Wall, Fiberglass reinforced plastic |  |  |  | Catchment Basin, Single walled catchment basin | Audible high level alarm At 90% full, Automatic shutoff device At 95% full | Automatic shutoff device At 95% full |  |  | Continuous Automatic Tank Gauge | Single walled submersible pump containment sump | Automatic shutoff device (AELLD) | Automatic shutoff device (AELLD) |  | SENSOR TO ATG |  |  |  | UST Currently In Use: 4; UST Temp Close: 0; AST Currently In Use: 0; AST Temp Closed: 0 | 4 | 0 | 0 | 14852-103-017747 | TERRY AND YOUNG OIL COMPANY, INC.
46665 | Currently in Use |  | 1996-05-20 |  | Petroleum | Premium gasoline | Premium gasoline | Retail | Fiberglass coated steel, Single Wall | Single Wall |  |  | Double Wall, Fiberglass reinforced plastic |  |  |  | Catchment Basin, Single walled catchment basin | Audible high level alarm At 90% full, Automatic shutoff device At 95% full | Automatic shutoff device At 95% full |  |  | Continuous Automatic Tank Gauge | Single walled submersible pump containment sump | Automatic shutoff device (AELLD) | Automatic shutoff device (AELLD) |  | SENSOR TO ATG |  |  |  | UST Currently In Use: 4; UST Temp Close: 0; AST Currently In Use: 0; AST Temp Closed: 0 | 4 | 0 | 0 | 14852-103-017747 | TERRY AND YOUNG OIL COMPANY, INC.
46666 | Currently in Use |  | 1996-05-20 |  | Petroleum | On road diesel | On road diesel | Retail | Fiberglass coated steel, Single Wall | Single Wall |  |  | Double Wall, Fiberglass reinforced plastic |  |  |  | Catchment Basin, Single walled catchment basin | Audible high level alarm At 90% full, Automatic shutoff device At 95% full | Automatic shutoff device At 95% full |  |  | Continuous Automatic Tank Gauge | Single walled submersible pump containment sump | Automatic shutoff device (AELLD) | Automatic shutoff device (AELLD) |  | SENSOR TO ATG |  |  |  | UST Currently In Use: 4; UST Temp Close: 0; AST Currently In Use: 0; AST Temp Closed: 0 | 4 | 0 | 0 | 14852-103-017747 | TERRY AND YOUNG OIL COMPANY, INC.
46668 | Currently in Use |  | 1996-05-09 |  | Petroleum | Unleaded gasoline | Unleaded gasoline | Bulk facility, State/Federal Government | Double Wall, Fiberglass reinforced plastic | Fiberglass reinforced plastic |  |  | Double Wall, Fiberglass reinforced plastic |  | 1901-01-01 | None | Catchment Basin, Single walled catchment basin | Flow Rest 90% Full | Flow Rest 90% Full | Interstitial Monitoring within Secondary Containment | SENSOR TO ATG | Automatic Tank Gauge |  | Automatic shutoff device (AELLD), Containment Sump | Containment Sump | Interstitial Monitoring within Secondary Containment | SENSOR TO ATG | Continuous alarm system | Continuous alarm system |  | UST Currently In Use: 2; UST Temp Close: 0; AST Currently In Use: 0; AST Temp Closed: 0 | 2 | 0 | 3 | 14665-071-002990 | DEPARTMENT OF TRANSPORTATION HIGHWAY
46669 | Currently in Use |  | 1996-05-09 |  | Petroleum | On road diesel | On road diesel | Bulk facility, State/Federal Government | Double Wall, Fiberglass reinforced plastic | Fiberglass reinforced plastic |  |  | Double Wall, Fiberglass reinforced plastic |  | 1901-01-01 | None | Catchment Basin, Single walled catchment basin | Flow Rest 90% Full | Flow Rest 90% Full | Interstitial Monitoring within Secondary Containment | SENSOR TO ATG | Automatic Tank Gauge |  | Automatic shutoff device (AELLD), Containment Sump | Containment Sump | Interstitial Monitoring within Secondary Containment | SENSOR TO ATG | Continuous alarm system | Continuous alarm system |  | UST Currently In Use: 2; UST Temp Close: 0; AST Currently In Use: 0; AST Temp Closed: 0 | 2 | 0 | 3 | 14665-071-002990 | DEPARTMENT OF TRANSPORTATION HIGHWAY
46670 | Currently in Use |  | 1996-07-15 |  | Petroleum | Unleaded gasoline | Unleaded gasoline | Retail | Double Wall, Fiberglass reinforced plastic | Fiberglass reinforced plastic |  |  | Double Wall, Flexible |  |  |  | Catchment Basin, Single walled catchment basin | Automatic shutoff device At 95% full, Flow Rest 90% Full | Flow Rest 90% Full | Interstitial Monitoring within Secondary Containment | SENSOR TO ATG | Continuous Automatic Tank Gauge | Single walled submersible pump containment sump | Automatic shutoff device (AELLD) | Automatic shutoff device (AELLD) | [5 empty] | UST Currently In Use: 4; UST Temp Close: 0; AST Currently In Use: 0; AST Temp Closed: 0 | 4 | 0 | 3 | 15201-103-013500 | VULCAN OIL COMPANY INC.
46671 | Currently in Use |  | 1996-07-15 |  | Petroleum | Unleaded gasoline | Unleaded gasoline | Retail | Double Wall, Fiberglass reinforced plastic | Fiberglass reinforced plastic |  |  | Double Wall, Flexible |  |  |  | Catchment Basin, Single walled catchment basin | Automatic shutoff device At 95% full, Flow Rest 90% Full | Flow Rest 90% Full | Interstitial Monitoring within Secondary Containment | SENSOR TO ATG | Continuous Automatic Tank Gauge |  | Automatic flow restrictor (MLLD), MANIFOLDED | Automatic flow restrictor (MLLD) |  |  | Other, MANIFOLDED | Other |  | UST Currently In Use: 4; UST Temp Close: 0; AST Currently In Use: 0; AST Temp Closed: 0 | 4 | 0 | 3 | 15201-103-013500 | VULCAN OIL COMPANY INC.
46672 | Currently in Use |  | 1996-07-15 |  | Petroleum | Premium gasoline | Premium gasoline | Retail | Double Wall, Fiberglass reinforced plastic | Fiberglass reinforced plastic |  |  | Double Wall, Flexible |  |  |  | Catchment Basin, Single walled catchment basin | Automatic shutoff device At 95% full, Flow Rest 90% Full | Flow Rest 90% Full | Interstitial Monitoring within Secondary Containment | SENSOR TO ATG | Continuous Automatic Tank Gauge | Single walled submersible pump containment sump | Automatic shutoff device (AELLD) | Automatic shutoff device (AELLD) | [5 empty] | UST Currently In Use: 4; UST Temp Close: 0; AST Currently In Use: 0; AST Temp Closed: 0 | 4 | 0 | 3 | 15201-103-013500 | VULCAN OIL COMPANY INC.
46673 | Currently in Use |  | 1996-07-15 |  | Petroleum | On road diesel | On road diesel | Retail | Double Wall, Fiberglass reinforced plastic | Fiberglass reinforced plastic |  |  | Double Wall, Flexible | APT |  |  | Catchment Basin, Single walled catchment basin | Automatic shutoff device At 95% full | Automatic shutoff device At 95% full | Interstitial Monitoring within Secondary Containment | SENSOR TO ATG | Continuous Automatic Tank Gauge | Single walled submersible pump containment sump | Automatic shutoff device (AELLD) | Automatic shutoff device (AELLD) | [5 empty] | UST Currently In Use: 4; UST Temp Close: 0; AST Currently In Use: 0; AST Temp Closed: 0 | 4 | 0 | 3 | 15201-103-013500 | VULCAN OIL COMPANY INC.
46674 | Currently in Use |  | 1992-11-12 |  | Petroleum | Unleaded gasoline | Unleaded gasoline | State/Federal Government | Fiberglass reinforced plastic, Single Wall | Single Wall |  |  | Double Wall, Fiberglass reinforced plastic |  | 1901-01-01 |  | Catchment Basin, Single walled catchment basin | Audible high level alarm At 90% full, Flow Rest 90% Full | Flow Rest 90% Full |  |  | Continuous Automatic Tank Gauge |  | Automatic flow restrictor (MLLD), Automatic shutoff device (AELLD), Containment Sump | Containment Sump |  |  | Annual line testing, Continuous alarm system | Continuous alarm system |  | UST Currently In Use: 2; UST Temp Close: 0; AST Currently In Use: 0; AST Temp Closed: 0 | 2 | 0 | 6 | 14655-121-002980 | DEPARTMENT OF TRANSPORTATION
46675 | Currently in Use |  | 1992-11-12 |  | Petroleum | On road diesel | On road diesel | State/Federal Government | Fiberglass reinforced plastic, Single Wall | Single Wall |  |  | Double Wall, Fiberglass reinforced plastic |  | 1901-01-01 |  | Catchment Basin, Single walled catchment basin | Audible high level alarm At 90% full, Flow Rest 90% Full | Flow Rest 90% Full |  |  | Continuous Automatic Tank Gauge |  | Automatic flow restrictor (MLLD), Automatic shutoff device (AELLD), Containment Sump | Containment Sump |  |  | Annual line testing, Continuous alarm system | Continuous alarm system |  | UST Currently In Use: 2; UST Temp Close: 0; AST Currently In Use: 0; AST Temp Closed: 0 | 2 | 0 | 6 | 14655-121-002980 | DEPARTMENT OF TRANSPORTATION
46676 | Currently in Use |  | 1996-06-24 |  | Petroleum | Unleaded gasoline | Unleaded gasoline | State/federal government | Double Wall, Fiberglass reinforced plastic | Fiberglass reinforced plastic |  |  | Double Wall, Fiberglass reinforced plastic |  | 1901-01-01 |  | Catchment Basin, Single walled catchment basin | Flow Rest 90% Full | Flow Rest 90% Full | Interstitial Monitoring within Secondary Containment | SENSOR TO ATG | Automatic Tank Gauge | Single walled submersible pump containment sump | Automatic shutoff device (AELLD), Containment Sump | Containment Sump | Interstitial Monitoring within Secondary Containment | SENSOR TO ATG |  |  |  | UST Currently In Use: 2; UST Temp Close: 0; AST Currently In Use: 0; AST Temp Closed: 0 | 2 | 0 | 3 | 14665-043-002991 | DEPARTMENT OF TRANSPORTATION HIGHWAY
46677 | Currently in Use |  | 1996-06-24 |  | Petroleum | On road diesel | On road diesel | State/federal government | Double Wall, Fiberglass reinforced plastic | Fiberglass reinforced plastic |  |  | Double Wall, Fiberglass reinforced plastic |  | 1901-01-01 |  | Catchment Basin, Single walled catchment basin | Flow Rest 90% Full | Flow Rest 90% Full | Interstitial Monitoring within Secondary Containment | SENSOR TO ATG | Automatic Tank Gauge | Single walled submersible pump containment sump | Automatic shutoff device (AELLD), Containment Sump | Containment Sump | Interstitial Monitoring within Secondary Containment | SENSOR TO ATG |  |  |  | UST Currently In Use: 2; UST Temp Close: 0; AST Currently In Use: 0; AST Temp Closed: 0 | 2 | 0 | 3 | 14665-043-002991 | DEPARTMENT OF TRANSPORTATION HIGHWAY
46678 | Permanently Closed | 2007-03-07 | 1993-07-01 | 2008-01-02 | Petroleum | Unleaded gasoline | Unleaded gasoline | Retail | Steel | Steel | Coated & cathodic protection (sti-P3) |  | Fiberglass reinforced plastic |  | 1901-01-01 |  | Catchment Basin, Single walled catchment basin | Flow Rest 90% Full | Flow Rest 90% Full |  |  | Statistical Inventory Reconciliation (SIR) | [8 empty] | UST Currently In Use: 0; UST Temp Close: 0; AST Currently In Use: 0; AST Temp Closed: 0 | 0 | 0 | 1 | 20145-017-017748 | JAMES E BROWN
46679 | Currently in Use |  | 1996-09-15 |  | Petroleum | Unleaded gasoline | Unleaded gasoline | Retail | Fiberglass reinforced plastic | Fiberglass reinforced plastic |  |  | Flexible | ENVIRON |  |  | Catchment Basin, Single walled catchment basin | Automatic shutoff device At 95% full | Automatic shutoff device At 95% full |  |  | Continuous Automatic Tank Gauge |  | Automatic shutoff device (AELLD), Containment Sump | Containment Sump |  |  | Automatic electronic line leak detector (AELLD) | Automatic electronic line leak detector (AELLD) |  | UST Currently In Use: 2; UST Temp Close: 0; AST Currently In Use: 0; AST Temp Closed: 0 | 2 | 0 | 3 | 25812-115-007762 | SALIM CHARANIA
46680 | Currently in Use |  | 1996-09-15 |  | Petroleum | Premium gasoline | Premium gasoline | Retail | Fiberglass reinforced plastic | Fiberglass reinforced plastic |  |  | Flexible | ENVIRON |  |  | Catchment Basin, Single walled catchment basin | Automatic shutoff device At 95% full | Automatic shutoff device At 95% full |  |  | Continuous Automatic Tank Gauge |  | Automatic shutoff device (AELLD), Containment Sump | Containment Sump |  |  | Automatic electronic line leak detector (AELLD) | Automatic electronic line leak detector (AELLD) |  | UST Currently In Use: 2; UST Temp Close: 0; AST Currently In Use: 0; AST Temp Closed: 0 | 2 | 0 | 3 | 25812-115-007762 | SALIM CHARANIA
46681 | Currently in Use |  | 1996-09-10 |  | Petroleum | Unleaded gasoline | Unleaded gasoline | Retail | Steel | Steel | Coated & cathodic protection (sti-P3) |  | Double Wall, Fiberglass reinforced plastic |  |  | Other, FLXS ISOLA | Catchment Basin, Single walled catchment basin | Automatic shutoff device At 95% full | Automatic shutoff device At 95% full |  |  | Continuous Automatic Tank Gauge |  | Automatic flow restrictor (MLLD), Containment Sump | Containment Sump |  |  | Annual line testing | Annual line testing |  | UST Currently In Use: 3; UST Temp Close: 0; AST Currently In Use: 0; AST Temp Closed: 0 | 3 | 0 | 0 | 23391-055-017750 | GSBS INCORPORATED
46682 | Currently in Use |  | 1996-09-10 |  | Petroleum | Unleaded gasoline | Unleaded gasoline | Retail | Steel | Steel | Coated & cathodic protection (sti-P3) |  | Double Wall, Fiberglass reinforced plastic |  |  | Other, FLXS ISOLA | Catchment Basin, Single walled catchment basin | Automatic shutoff device At 95% full | Automatic shutoff device At 95% full |  |  | Continuous Automatic Tank Gauge |  | Automatic flow restrictor (MLLD), Containment Sump | Containment Sump |  |  | Annual line testing | Annual line testing |  | UST Currently In Use: 3; UST Temp Close: 0; AST Currently In Use: 0; AST Temp Closed: 0 | 3 | 0 | 0 | 23391-055-017750 | GSBS INCORPORATED
46683 | Currently in Use |  | 1996-09-10 |  | Petroleum | On road diesel | On road diesel | Retail | Steel | Steel | Coated & cathodic protection (sti-P3) |  | Fiberglass reinforced plastic |  |  | Other, FLXS ISOLA | Catchment Basin, Single walled catchment basin | Automatic shutoff device At 95% full | Automatic shutoff device At 95% full |  |  | Continuous Automatic Tank Gauge | [8 empty] | UST Currently In Use: 3; UST Temp Close: 0; AST Currently In Use: 0; AST Temp Closed: 0 | 3 | 0 | 0 | 23391-055-017750 | GSBS INCORPORATED
46684 | Permanently Closed | 2006-06-27 | 1996-09-18 | 2006-06-27 | Petroleum | On road diesel | On road diesel | Retail | Steel | Steel | Coated & cathodic protection (sti-P3), Field installed cathodic protection |  | Fiberglass reinforced plastic |  |  |  | Catchment Basin, Single walled catchment basin | Automatic shutoff device At 95% full, Flow Rest 90% Full | Flow Rest 90% Full | Interstitial Monitoring within Secondary Containment | [7 empty] | Annual line testing | Annual line testing |  | UST Currently In Use: 3; UST Temp Close: 0; AST Currently In Use: 0; AST Temp Closed: 0 | 3 | 0 | 1 | 13929-003-017592 | PRINCE OIL COMPANY, INC.
46685 | Currently in Use |  | 1996-09-04 |  | Petroleum | Unleaded gasoline | Unleaded gasoline | Retail | Double Wall, Steel | Steel | Coated & cathodic protection (sti-P3) |  | Double Wall, Fiberglass reinforced plastic |  |  |  | Catchment Basin, Single walled catchment basin | Flow Rest 90% Full | Flow Rest 90% Full |  | SENSOR TO ATG | Continuous Automatic Tank Gauge |  | Automatic flow restrictor (MLLD), Containment Sump | Containment Sump |  | SENSOR TO ATG | Annual line testing, Continuous alarm system | Continuous alarm system |  | UST Currently In Use: 2; UST Temp Close: 0; AST Currently In Use: 0; AST Temp Closed: 0 | 2 | 0 | 0 | 13929-003-017752 | PRINCE OIL COMPANY, INC.
46686 | Currently in Use |  | 1996-09-04 |  | Petroleum | Mid-grade gasoline | Mid-grade gasoline | Retail | Double Wall, Steel | Steel | Coated & cathodic protection (sti-P3) |  | Double Wall, Fiberglass reinforced plastic |  |  |  | Catchment Basin, Single walled catchment basin | Flow Rest 90% Full | Flow Rest 90% Full |  | SENSOR TO ATG | Continuous Automatic Tank Gauge |  | Automatic flow restrictor (MLLD), Containment Sump | Containment Sump |  | SENSOR TO ATG | Annual line testing, Continuous alarm system | Continuous alarm system |  | UST Currently In Use: 2; UST Temp Close: 0; AST Currently In Use: 0; AST Temp Closed: 0 | 2 | 0 | 0 | 13929-003-017752 | PRINCE OIL COMPANY, INC.
46687 | Currently in Use |  | 1996-07-02 |  | Petroleum | On road diesel | On road diesel | Emergency Power Generator | Double Wall, Fiberglass reinforced plastic | Fiberglass reinforced plastic |  |  | Double Wall, Fiberglass reinforced plastic, COPPER |  | 1901-01-01 | None | Double walled catchment basin, DOUBLE | Audible high level alarm At 90% full, Automatic shutoff device At 95% full | Automatic shutoff device At 95% full | Interstitial Monitoring within Secondary Containment | SENSOR TO ATG | Automatic Tank Gauge | [8 empty] | UST Currently In Use: 1; UST Temp Close: 0; AST Currently In Use: 0; AST Temp Closed: 0 | 1 | 0 | 1 | 14462-073-012051 | BELLSOUTH TELECOMM. DBA AT&T ALA.
46688 | Currently in Use |  | 1996-07-01 |  | Petroleum | Unleaded gasoline | Unleaded gasoline | Retail | Double Wall, Fiberglass reinforced plastic | Fiberglass reinforced plastic |  |  | Double Wall, Fiberglass reinforced plastic, Flexible, RED/BLACK | OPW | 1901-01-01 |  | Catchment Basin, BELOW | Flow Rest 90% Full | Flow Rest 90% Full |  |  | Continuous Automatic Tank Gauge |  | Automatic shutoff device (AELLD) | Automatic shutoff device (AELLD) |  |  | Automatic electronic line leak detector (AELLD) | Automatic electronic line leak detector (AELLD) |  | UST Currently In Use: 2; UST Temp Close: 0; AST Currently In Use: 0; AST Temp Closed: 0 | 2 | 0 | 0 | 13526-073-017753 | MOORE OIL COMPANY, INC.
46689 | Currently in Use |  | 1996-07-01 |  | Petroleum | Premium gasoline | Premium gasoline | Retail | Double Wall, Fiberglass reinforced plastic | Fiberglass reinforced plastic |  |  | Double Wall, Fiberglass reinforced plastic, RED |  | 1901-01-01 |  | Catchment Basin, BELOW | Flow Rest 90% Full | Flow Rest 90% Full |  |  | Continuous Automatic Tank Gauge |  | Automatic shutoff device (AELLD) | Automatic shutoff device (AELLD) |  |  | Automatic electronic line leak detector (AELLD) | Automatic electronic line leak detector (AELLD) |  | UST Currently In Use: 2; UST Temp Close: 0; AST Currently In Use: 0; AST Temp Closed: 0 | 2 | 0 | 0 | 13526-073-017753 | MOORE OIL COMPANY, INC.
46690 | Currently in Use |  | 1996-06-03 |  | Petroleum | Unleaded gasoline | Unleaded gasoline | Retail | Single Wall, Steel | Steel | Coated & cathodic protection (sti-P3), Field installed cathodic protection |  | Double Wall, Flexible | APT |  |  | Catchment Basin, Single walled catchment basin | Automatic shutoff device At 95% full | Automatic shutoff device At 95% full |  |  | Continuous Automatic Tank Gauge |  | Automatic shutoff device (AELLD) | Automatic shutoff device (AELLD) | [5 empty] | UST Currently In Use: 2; UST Temp Close: 0; AST Currently In Use: 0; AST Temp Closed: 0 | 2 | 0 | 0 | 13526-073-017754 | MOORE OIL COMPANY, INC.
46691 | Currently in Use |  | 1996-06-03 |  | Petroleum | Premium gasoline | Premium gasoline | Retail | Single Wall, Steel | Steel | Coated & cathodic protection (sti-P3), Field installed cathodic protection |  | Double Wall, Fiberglass reinforced plastic | APT |  |  | Catchment Basin, Single walled catchment basin | Automatic shutoff device At 95% full | Automatic shutoff device At 95% full |  |  | Continuous Automatic Tank Gauge |  | Automatic shutoff device (AELLD) | Automatic shutoff device (AELLD) | [5 empty] | UST Currently In Use: 2; UST Temp Close: 0; AST Currently In Use: 0; AST Temp Closed: 0 | 2 | 0 | 0 | 13526-073-017754 | MOORE OIL COMPANY, INC.
46692 | Currently in Use |  | 1996-10-01 |  | Petroleum | Unleaded gasoline | Unleaded gasoline | Retail | Fiberglass reinforced plastic, Single Wall | Single Wall |  |  | Double Wall, Fiberglass reinforced plastic |  |  |  | Catchment Basin, Single walled catchment basin | Flow Rest 90% Full | Flow Rest 90% Full |  |  | Automatic Tank Gauge | Single walled submersible pump containment sump | Automatic flow restrictor (MLLD), Containment Sump | Containment Sump |  | SENSOR TO ATG | Annual line testing | Annual line testing |  | UST Currently In Use: 3; UST Temp Close: 0; AST Currently In Use: 0; AST Temp Closed: 0 | 3 | 0 | 4 | 23372-093-006360 | MIDSTATES PETROLEUM COMPANY
46693 | Currently in Use |  | 1996-10-01 |  | Petroleum | Premium gasoline | Premium gasoline | Retail | Fiberglass reinforced plastic, Single Wall | Single Wall |  |  | Double Wall, Fiberglass reinforced plastic |  |  |  | Catchment Basin, Single walled catchment basin | Flow Rest 90% Full | Flow Rest 90% Full |  |  | Automatic Tank Gauge | Single walled submersible pump containment sump | Automatic flow restrictor (MLLD), Containment Sump | Containment Sump |  | SENSOR TO ATG | Annual line testing | Annual line testing |  | UST Currently In Use: 3; UST Temp Close: 0; AST Currently In Use: 0; AST Temp Closed: 0 | 3 | 0 | 4 | 23372-093-006360 | MIDSTATES PETROLEUM COMPANY
46694 | Currently in Use |  | 1996-10-01 |  | Petroleum | On road diesel | On road diesel | Retail | Fiberglass reinforced plastic, Single Wall | Single Wall |  |  | Double Wall, Fiberglass reinforced plastic |  |  |  | Catchment Basin, Single walled catchment basin | Flow Rest 90% Full | Flow Rest 90% Full |  |  | Automatic Tank Gauge | Single walled submersible pump containment sump | Automatic flow restrictor (MLLD), Containment Sump | Containment Sump |  | SENSOR TO ATG | Annual line testing | Annual line testing |  | UST Currently In Use: 3; UST Temp Close: 0; AST Currently In Use: 0; AST Temp Closed: 0 | 3 | 0 | 4 | 23372-093-006360 | MIDSTATES PETROLEUM COMPANY
46695 | Currently in Use |  | 1996-10-23 |  | Petroleum | Unleaded gasoline | Unleaded gasoline | Retail | Fiberglass coated steel, Single Wall | Single Wall |  |  | Double Wall, Flexible |  | 1901-01-01 |  | Catchment Basin, Single walled catchment basin | Flow Rest 90% Full | Flow Rest 90% Full |  |  | Continuous Automatic Tank Gauge |  | Automatic flow restrictor (MLLD) | Automatic flow restrictor (MLLD) |  |  | Annual line testing | Annual line testing |  | UST Currently In Use: 2; UST Temp Close: 0; AST Currently In Use: 0; AST Temp Closed: 0 | 2 | 0 | 2 | 23943-073-002312 | MILSTEAD QUICK STOP LLC
46696 | Currently in Use |  | 1996-10-23 |  | Petroleum | Unleaded gasoline | Unleaded gasoline | Retail | Fiberglass coated steel, Single Wall | Single Wall |  |  | Double Wall, Flexible |  | 1901-01-01 |  | Catchment Basin, Single walled catchment basin | Flow Rest 90% Full | Flow Rest 90% Full |  |  | Continuous Automatic Tank Gauge |  | Automatic flow restrictor (MLLD) | Automatic flow restrictor (MLLD) |  |  | Annual line testing | Annual line testing |  | UST Currently In Use: 2; UST Temp Close: 0; AST Currently In Use: 0; AST Temp Closed: 0 | 2 | 0 | 2 | 23943-073-002312 | MILSTEAD QUICK STOP LLC
46697 | Currently in Use |  | 1996-02-19 |  | Petroleum | Unleaded gasoline | Unleaded gasoline | Retail | Double Wall, Steel | Steel | Coated & cathodic protection (sti-P3) |  | Double Wall, Flexible, XP | APT | 2008-07-30 |  | Catchment Basin, Single walled catchment basin | Automatic shutoff device At 95% full | Automatic shutoff device At 95% full | Interstitial Monitoring within Secondary Containment |  |  |  | Automatic flow restrictor (MLLD), Containment Sump | Containment Sump | Interstitial Monitoring within Secondary Containment | SENSOR TO ATG | Continuous alarm system | Continuous alarm system |  | UST Currently In Use: 3; UST Temp Close: 0; AST Currently In Use: 0; AST Temp Closed: 0 | 3 | 0 | 0 | 23413-073-017755 | CIRCLE K STORES, INC.
46698 | Currently in Use |  | 1996-02-19 |  | Petroleum | Premium gasoline | Premium gasoline | Retail | Double Wall, Steel | Steel | Coated & cathodic protection (sti-P3) |  | Double Wall, Flexible, XP | APT | 2008-07-30 |  | Catchment Basin, Single walled catchment basin | Automatic shutoff device At 95% full | Automatic shutoff device At 95% full | Interstitial Monitoring within Secondary Containment |  |  |  | Automatic flow restrictor (MLLD), Containment Sump | Containment Sump | Interstitial Monitoring within Secondary Containment | SENSOR TO ATG | Continuous alarm system | Continuous alarm system |  | UST Currently In Use: 3; UST Temp Close: 0; AST Currently In Use: 0; AST Temp Closed: 0 | 3 | 0 | 0 | 23413-073-017755 | CIRCLE K STORES, INC.
46699 | Currently in Use |  | 1996-02-19 |  | Petroleum | On road diesel | On road diesel | Retail | Double Wall, Steel | Steel | Coated & cathodic protection (sti-P3) |  | Double Wall, Flexible, XP | APT | 2008-07-30 |  | Catchment Basin, Single walled catchment basin | Automatic shutoff device At 95% full | Automatic shutoff device At 95% full | Interstitial Monitoring within Secondary Containment |  |  |  | Automatic flow restrictor (MLLD), Containment Sump | Containment Sump | Interstitial Monitoring within Secondary Containment | SENSOR TO ATG | Continuous alarm system | Continuous alarm system |  | UST Currently In Use: 3; UST Temp Close: 0; AST Currently In Use: 0; AST Temp Closed: 0 | 3 | 0 | 0 | 23413-073-017755 | CIRCLE K STORES, INC.
46700 | Currently in Use |  | 1996-05-01 |  | Petroleum | Unleaded gasoline | Unleaded gasoline | Retail | Fiberglass reinforced plastic, Single Wall | Single Wall |  |  | Double Wall, Fiberglass reinforced plastic |  | 1901-01-01 |  | Catchment Basin, Single walled catchment basin | Flow Rest 90% Full | Flow Rest 90% Full |  |  | Automatic Tank Gauge |  | Automatic flow restrictor (MLLD), Containment Sump | Containment Sump |  |  | Annual line testing | Annual line testing |  | UST Currently In Use: 2; UST Temp Close: 0; AST Currently In Use: 4; AST Temp Closed: 0 | 2 | 0 | 0 | 22953-115-017756 | JOHNNY THOMAS
46701 | Currently in Use |  | 1996-05-01 |  | Petroleum | Premium gasoline | Premium gasoline | Retail | Fiberglass reinforced plastic, Single Wall | Single Wall |  |  | Double Wall, Fiberglass reinforced plastic |  | 1901-01-01 |  | Catchment Basin, Single walled catchment basin | Flow Rest 90% Full | Flow Rest 90% Full |  |  | Automatic Tank Gauge |  | Automatic flow restrictor (MLLD), Containment Sump | Containment Sump |  |  | Annual line testing | Annual line testing |  | UST Currently In Use: 2; UST Temp Close: 0; AST Currently In Use: 4; AST Temp Closed: 0 | 2 | 0 | 0 | 22953-115-017756 | JOHNNY THOMAS
46702 | Currently in Use |  | 1996-08-07 |  | Petroleum | Unleaded gasoline | Unleaded gasoline | Retail | Steel, 10K-R/5K-P | Steel | Coated & cathodic protection (sti-P3) |  | Double Wall, Fiberglass reinforced plastic |  |  |  | Catchment Basin, Single walled catchment basin | Flow Rest 90% Full | Flow Rest 90% Full |  |  | Automatic Tank Gauge |  | Automatic flow restrictor (MLLD), Containment Sump | Containment Sump |  | SENSOR TO ATG | Annual line testing | Annual line testing |  | UST Currently In Use: 2; UST Temp Close: 0; AST Currently In Use: 0; AST Temp Closed: 0 | 2 | 0 | 0 | 25564-111-017757 | SHIV II DBA HOMETOWN MARKETS
46703 | Currently in Use |  | 1996-08-07 |  | Petroleum | On road diesel | On road diesel | Retail | Steel, 10K-D/5K-0 | Steel | Coated & cathodic protection (sti-P3) |  | Double Wall, Fiberglass reinforced plastic |  |  |  | Catchment Basin, Single walled catchment basin | Flow Rest 90% Full | Flow Rest 90% Full |  |  | Automatic Tank Gauge |  | Automatic flow restrictor (MLLD), Containment Sump | Containment Sump |  | SENSOR TO ATG | Annual line testing | Annual line testing |  | UST Currently In Use: 2; UST Temp Close: 0; AST Currently In Use: 0; AST Temp Closed: 0 | 2 | 0 | 0 | 25564-111-017757 | SHIV II DBA HOMETOWN MARKETS
46704 | Currently in Use |  | 1996-10-01 |  | Petroleum | Premium gasoline | Premium gasoline | Retail | Double Wall, Fiberglass reinforced plastic | Fiberglass reinforced plastic |  |  | Double Wall, Fiberglass reinforced plastic |  | 1901-01-01 |  | Catchment Basin, Single walled catchment basin | Automatic shutoff device At 95% full, Flow Rest 90% Full | Flow Rest 90% Full |  |  | Continuous Automatic Tank Gauge | Single walled submersible pump containment sump | Automatic shutoff device (AELLD), Containment Sump | Containment Sump | [5 empty] | UST Currently In Use: 3; UST Temp Close: 0; AST Currently In Use: 0; AST Temp Closed: 0 | 3 | 0 | 0 | 22285-009-017724 | HIGH TIDE OIL COMPANY, INC.
46705 | Currently in Use |  | 1996-07-01 |  | Petroleum | Unleaded gasoline | Unleaded gasoline | Retail | Fiberglass reinforced plastic | Fiberglass reinforced plastic |  |  | Double Wall, Fiberglass reinforced plastic |  | 1901-01-01 |  | Catchment Basin, Single walled catchment basin | Automatic shutoff device At 95% full | Automatic shutoff device At 95% full |  |  | Continuous Automatic Tank Gauge |  | Automatic flow restrictor (MLLD), Containment Sump | Containment Sump |  |  | Annual line testing | Annual line testing |  | UST Currently In Use: 3; UST Temp Close: 0; AST Currently In Use: 0; AST Temp Closed: 0 | 3 | 0 | 0 | 15476-081-017758 | YOUNG OIL INC
46706 | Currently in Use |  | 1996-07-01 |  | Petroleum | Premium gasoline | Premium gasoline | Retail | Fiberglass reinforced plastic | Fiberglass reinforced plastic |  |  | Double Wall, Fiberglass reinforced plastic |  | 1901-01-01 |  | Catchment Basin, Single walled catchment basin | Automatic shutoff device At 95% full | Automatic shutoff device At 95% full |  |  | Continuous Automatic Tank Gauge |  | Automatic flow restrictor (MLLD), Containment Sump | Containment Sump |  |  | Annual line testing | Annual line testing |  | UST Currently In Use: 3; UST Temp Close: 0; AST Currently In Use: 0; AST Temp Closed: 0 | 3 | 0 | 0 | 15476-081-017758 | YOUNG OIL INC
46707 | Currently in Use |  | 1996-07-01 |  | Petroleum | On road diesel | On road diesel | Retail | Fiberglass reinforced plastic | Fiberglass reinforced plastic |  |  | Double Wall, Fiberglass reinforced plastic |  | 1901-01-01 |  | Catchment Basin, Single walled catchment basin | Automatic shutoff device At 95% full | Automatic shutoff device At 95% full |  |  | Continuous Automatic Tank Gauge |  | Automatic flow restrictor (MLLD), Containment Sump | Containment Sump |  |  | Annual line testing | Annual line testing |  | UST Currently In Use: 3; UST Temp Close: 0; AST Currently In Use: 0; AST Temp Closed: 0 | 3 | 0 | 0 | 15476-081-017758 | YOUNG OIL INC
46708 | Permanently Closed | 1999-12-01 | 1992-10-01 | 2002-04-17 | Petroleum | Unleaded gasoline | Unleaded gasoline | Retail | Steel | Steel | Coated & cathodic protection (sti-P3) |  | Fiberglass reinforced plastic |  | 1901-01-01 |  | Catchment Basin, Single walled catchment basin | Flow Rest 90% Full | Flow Rest 90% Full |  |  | Statistical Inventory Reconciliation (SIR) | [5 empty] | Statistical inventory reconciliation (SIR) | Statistical inventory reconciliation (SIR) |  | UST Currently In Use: 0; UST Temp Close: 0; AST Currently In Use: 0; AST Temp Closed: 0 | 0 | 0 | 7 | 15225-117-003478 | W H THOMAS OIL CO INC
46710 | Permanently Closed | 2000-01-01 | 1992-10-01 | 2002-04-17 | Petroleum | Mid-grade gasoline | Mid-grade gasoline | Retail | Steel | Steel | Coated & cathodic protection (sti-P3) |  | Fiberglass reinforced plastic |  | 1901-01-01 |  | Catchment Basin, Single walled catchment basin | Flow Rest 90% Full | Flow Rest 90% Full |  |  | Statistical Inventory Reconciliation (SIR) | [5 empty] | Statistical inventory reconciliation (SIR) | Statistical inventory reconciliation (SIR) |  | UST Currently In Use: 0; UST Temp Close: 0; AST Currently In Use: 0; AST Temp Closed: 0 | 0 | 0 | 7 | 15225-117-003478 | W H THOMAS OIL CO INC
46711 | Permanently Closed | 2000-02-01 | 1992-10-01 | 2002-04-17 | Petroleum | Premium gasoline | Premium gasoline | Retail | Steel | Steel | Coated & cathodic protection (sti-P3) |  | Fiberglass reinforced plastic |  | 1901-01-01 |  | Catchment Basin, Single walled catchment basin | Flow Rest 90% Full | Flow Rest 90% Full |  |  | Statistical Inventory Reconciliation (SIR) | [5 empty] | Statistical inventory reconciliation (SIR) | Statistical inventory reconciliation (SIR) |  | UST Currently In Use: 0; UST Temp Close: 0; AST Currently In Use: 0; AST Temp Closed: 0 | 0 | 0 | 7 | 15225-117-003478 | W H THOMAS OIL CO INC
46712 | Permanently Closed | 1997-06-10 | 1981-08-01 | 1997-06-10 | Petroleum | Kerosene | Kerosene | Retail | Steel | Steel |  | Painted or None | Steel |  | 1901-01-01 | None |  | Flow Rest 90% Full | Flow Rest 90% Full |  |  | Statistical Inventory Reconciliation (SIR) | [8 empty] | UST Currently In Use: 0; UST Temp Close: 0; AST Currently In Use: 0; AST Temp Closed: 0 | 0 | 0 | 7 | 15225-117-003478 | W H THOMAS OIL CO INC
46713 | Currently in Use |  | 1996-09-15 |  | Petroleum | Mid-grade gasoline | Mid-grade gasoline | Industrial, Retail | Steel | Steel | Coated & cathodic protection (sti-P3) |  | Fiberglass reinforced plastic |  |  | Other, TTL.CONT. | Catchment Basin, Single walled catchment basin | Automatic shutoff device At 95% full | Automatic shutoff device At 95% full |  |  | Automatic Tank Gauge | [8 empty] | UST Currently In Use: 1; UST Temp Close: 0; AST Currently In Use: 0; AST Temp Closed: 0 | 1 | 0 | 0 | 20916-125-017759 | SUNBELT RENTALS
46714 | Currently in Use |  | 1996-07-23 |  | Petroleum | Unleaded gasoline | Unleaded gasoline | Retail | Fiberglass coated steel | Fiberglass coated steel |  |  | Double Wall, Flexible |  | 1901-01-01 |  | Catchment Basin, Single walled catchment basin | Flow Rest 90% Full | Flow Rest 90% Full |  |  | Continuous Automatic Tank Gauge |  | Automatic flow restrictor (MLLD), Containment Sump | Containment Sump | Interstitial Monitoring within Secondary Containment | SENSOR TO ATG | Annual line testing, Continuous alarm system | Continuous alarm system |  | UST Currently In Use: 3; UST Temp Close: 0; AST Currently In Use: 0; AST Temp Closed: 0 | 3 | 0 | 5 | 14694-089-003903 | STEVENS OIL COMPANY
46715 | Currently in Use |  | 1996-07-23 |  | Petroleum | Premium gasoline | Premium gasoline | Retail | Fiberglass coated steel | Fiberglass coated steel |  |  | Double Wall, Flexible |  | 1901-01-01 |  | Catchment Basin, Single walled catchment basin | Flow Rest 90% Full | Flow Rest 90% Full |  |  | Continuous Automatic Tank Gauge |  | Automatic flow restrictor (MLLD), Containment Sump | Containment Sump | Interstitial Monitoring within Secondary Containment | SENSOR TO ATG | Annual line testing, Continuous alarm system | Continuous alarm system |  | UST Currently In Use: 3; UST Temp Close: 0; AST Currently In Use: 0; AST Temp Closed: 0 | 3 | 0 | 5 | 14694-089-003903 | STEVENS OIL COMPANY
46716 | Currently in Use |  | 1996-07-23 |  | Petroleum | On road diesel | On road diesel | Retail | Fiberglass coated steel | Fiberglass coated steel |  |  | Double Wall, Flexible |  | 1901-01-01 |  | Catchment Basin, Single walled catchment basin | Flow Rest 90% Full | Flow Rest 90% Full |  |  | Continuous Automatic Tank Gauge | [8 empty] | UST Currently In Use: 3; UST Temp Close: 0; AST Currently In Use: 0; AST Temp Closed: 0 | 3 | 0 | 5 | 14694-089-003903 | STEVENS OIL COMPANY
46717 | Currently in Use |  | 1996-10-15 |  | Petroleum | Unleaded gasoline | Unleaded gasoline | Retail | Double Wall, Steel | Steel | Coated & cathodic protection (sti-P3) |  | Double Wall, Flexible |  |  |  | Catchment Basin, Single walled catchment basin | Automatic shutoff device At 95% full | Automatic shutoff device At 95% full |  |  | Continuous Automatic Tank Gauge |  | Automatic flow restrictor (MLLD) | Automatic flow restrictor (MLLD) |  |  | Annual line testing | Annual line testing |  | UST Currently In Use: 4; UST Temp Close: 0; AST Currently In Use: 0; AST Temp Closed: 0 | 4 | 0 | 0 | 22176-097-017762 | Circle K Stores, Inc.
46718 | Currently in Use |  | 1996-10-15 |  | Petroleum | On road diesel | On road diesel | Retail | Double Wall, Steel | Steel | Coated & cathodic protection (sti-P3) |  | Double Wall, Flexible |  |  |  | Catchment Basin, Single walled catchment basin | Automatic shutoff device At 95% full | Automatic shutoff device At 95% full |  |  | Continuous Automatic Tank Gauge |  | Automatic flow restrictor (MLLD) | Automatic flow restrictor (MLLD) |  |  | Annual line testing | Annual line testing |  | UST Currently In Use: 4; UST Temp Close: 0; AST Currently In Use: 0; AST Temp Closed: 0 | 4 | 0 | 0 | 22176-097-017762 | Circle K Stores, Inc.
46719 | Currently in Use |  | 1996-10-15 |  | Petroleum | Premium gasoline | Premium gasoline | Retail | Double Wall, Steel | Steel | Coated & cathodic protection (sti-P3) |  | Double Wall, Flexible |  |  |  | Catchment Basin, Single walled catchment basin | Automatic shutoff device At 95% full | Automatic shutoff device At 95% full |  |  | Continuous Automatic Tank Gauge |  | Automatic flow restrictor (MLLD), Containment Sump | Containment Sump |  |  | Annual line testing | Annual line testing |  | UST Currently In Use: 4; UST Temp Close: 0; AST Currently In Use: 0; AST Temp Closed: 0 | 4 | 0 | 0 | 22176-097-017762 | Circle K Stores, Inc.
46720 | Currently in Use |  | 1996-10-15 |  | Petroleum | Other, CONV | Other | Retail | Double Wall, Steel | Steel | Coated & cathodic protection (sti-P3) |  | Double Wall, Flexible |  |  |  | Catchment Basin, Single walled catchment basin | Automatic shutoff device At 95% full | Automatic shutoff device At 95% full |  |  | Continuous Automatic Tank Gauge |  | Automatic flow restrictor (MLLD) | Automatic flow restrictor (MLLD) | Interstitial Monitoring within Secondary Containment | SENSOR TO ATG | Annual line testing, Continuous alarm system | Continuous alarm system |  | UST Currently In Use: 4; UST Temp Close: 0; AST Currently In Use: 0; AST Temp Closed: 0 | 4 | 0 | 0 | 22176-097-017762 | Circle K Stores, Inc.
46721 | Currently in Use |  | 1996-10-28 |  | Petroleum | On road diesel | On road diesel | Retail | Fiberglass reinforced plastic | Fiberglass reinforced plastic |  |  | Double Wall, Flexible |  |  |  | Catchment Basin, Single walled catchment basin | Automatic shutoff device At 95% full | Automatic shutoff device At 95% full |  |  | Continuous Automatic Tank Gauge |  | Automatic flow restrictor (MLLD), Containment Sump | Containment Sump |  |  | Annual line testing | Annual line testing |  | UST Currently In Use: 3; UST Temp Close: 0; AST Currently In Use: 0; AST Temp Closed: 0 | 3 | 0 | 0 | 24361-003-017635 | DIXIE OAKS INC
46722 | Currently in Use |  | 1996-09-19 |  | Petroleum | Unleaded gasoline | Unleaded gasoline | Retail | Steel | Steel | Coated & cathodic protection (sti-P3) |  | Fiberglass reinforced plastic |  |  |  | Catchment Basin, Single walled catchment basin | Flow Rest 90% Full | Flow Rest 90% Full |  |  | Statistical Inventory Reconciliation (SIR) | [8 empty] | UST Currently In Use: 1; UST Temp Close: 0; AST Currently In Use: 0; AST Temp Closed: 0 | 1 | 0 | 0 | 24518-087-017763 | WALTERS GAS & GRILL LLC
46723 | Temporary Closed | 2003-10-09 | 1996-10-02 |  | Petroleum | Unleaded gasoline | Unleaded gasoline | Retail | Double Wall, Steel | Steel | Coated & cathodic protection (sti-P3) |  | Fiberglass reinforced plastic |  |  | Other, FLXS ISOLA | Catchment Basin, Single walled catchment basin | Flow Rest 90% Full | Flow Rest 90% Full | Interstitial Monitoring within Secondary Containment | [10 empty] | UST Currently In Use: 0; UST Temp Close: 1; AST Currently In Use: 0; AST Temp Closed: 0 | 0 | 1 | 0 | 22854-037-017764 | JACK WALKER AND DAVID MOSELEY
46724 | Currently in Use |  | 1996-06-01 |  | Petroleum | Unleaded gasoline | Unleaded gasoline | Retail | Fiberglass coated steel | Fiberglass coated steel |  |  | Fiberglass reinforced plastic |  | 1901-01-01 |  | Catchment Basin, Single walled catchment basin | Flow Rest 90% Full | Flow Rest 90% Full |  |  | Continuous Automatic Tank Gauge |  | Automatic shutoff device (AELLD), Containment Sump, Sump sensor relayed to automatically shut off submersible pump | Sump sensor relayed to automatically shut off submersible pump | Interstitial Monitoring within Secondary Containment |  |  |  |  | UST Currently In Use: 4; UST Temp Close: 0; AST Currently In Use: 0; AST Temp Closed: 0 | 4 | 0 | 0 | 12373-123-017765 | HILL PETROLEUM CO INC
46725 | Currently in Use |  | 1996-06-01 |  | Petroleum | Premium gasoline | Premium gasoline | Retail | Fiberglass coated steel | Fiberglass coated steel |  |  | Fiberglass reinforced plastic |  | 1901-01-01 |  | Catchment Basin, Single walled catchment basin | Flow Rest 90% Full | Flow Rest 90% Full |  |  | Continuous Automatic Tank Gauge |  | Automatic shutoff device (AELLD), Containment Sump, Sump sensor relayed to automatically shut off submersible pump | Sump sensor relayed to automatically shut off submersible pump | Interstitial Monitoring within Secondary Containment |  |  |  |  | UST Currently In Use: 4; UST Temp Close: 0; AST Currently In Use: 0; AST Temp Closed: 0 | 4 | 0 | 0 | 12373-123-017765 | HILL PETROLEUM CO INC
46726 | Currently in Use |  | 1996-06-01 |  | Petroleum | On road diesel | On road diesel | Retail | Fiberglass coated steel | Fiberglass coated steel |  |  | Fiberglass reinforced plastic |  | 1901-01-01 |  | Catchment Basin, Single walled catchment basin | Flow Rest 90% Full | Flow Rest 90% Full |  |  | Continuous Automatic Tank Gauge | [8 empty] | UST Currently In Use: 4; UST Temp Close: 0; AST Currently In Use: 0; AST Temp Closed: 0 | 4 | 0 | 0 | 12373-123-017765 | HILL PETROLEUM CO INC
46727 | Currently in Use |  | 1996-06-01 |  | Petroleum | On road diesel | On road diesel | Retail | Fiberglass coated steel | Fiberglass coated steel |  |  | Fiberglass reinforced plastic |  | 1901-01-01 |  | Catchment Basin, Single walled catchment basin | Flow Rest 90% Full | Flow Rest 90% Full |  |  | Continuous Automatic Tank Gauge |  | Automatic shutoff device (AELLD), Containment Sump, Sump sensor relayed to automatically shut off submersible pump | Sump sensor relayed to automatically shut off submersible pump | Interstitial Monitoring within Secondary Containment |  |  |  |  | UST Currently In Use: 4; UST Temp Close: 0; AST Currently In Use: 0; AST Temp Closed: 0 | 4 | 0 | 0 | 12373-123-017765 | HILL PETROLEUM CO INC
46728 | Permanently Closed | 2004-02-28 | 1996-09-16 | 2004-09-09 | Petroleum | Unleaded gasoline | Unleaded gasoline | Retail | Fiberglass reinforced plastic | Fiberglass reinforced plastic |  |  | Flexible |  | 1901-01-01 |  | Catchment Basin, Single walled catchment basin | Flow Rest 90% Full | Flow Rest 90% Full | Interstitial Monitoring within Secondary Containment |  | Automatic Tank Gauge |  |  |  | Interstitial Monitoring within Secondary Containment |  | Continuous alarm system | Continuous alarm system |  | UST Currently In Use: 0; UST Temp Close: 0; AST Currently In Use: 1; AST Temp Closed: 0 | 0 | 0 | 6 | 19101-097-001080 | VASILIOS SIMPSIRIDIS
46729 | Permanently Closed | 2004-02-28 | 1996-09-16 | 2004-09-09 | Petroleum | Mid-grade gasoline | Mid-grade gasoline | Retail | Fiberglass reinforced plastic | Fiberglass reinforced plastic |  |  | Flexible |  | 1901-01-01 |  | Catchment Basin, Single walled catchment basin | Flow Rest 90% Full | Flow Rest 90% Full | Interstitial Monitoring within Secondary Containment |  | Automatic Tank Gauge |  |  |  | Interstitial Monitoring within Secondary Containment |  | Continuous alarm system | Continuous alarm system |  | UST Currently In Use: 0; UST Temp Close: 0; AST Currently In Use: 1; AST Temp Closed: 0 | 0 | 0 | 6 | 19101-097-001080 | VASILIOS SIMPSIRIDIS
46730 | Permanently Closed | 2004-02-28 | 1996-09-16 | 2004-09-09 | Petroleum | Premium gasoline | Premium gasoline | Retail | Fiberglass reinforced plastic | Fiberglass reinforced plastic |  |  | Flexible |  | 1901-01-01 |  | Catchment Basin, Single walled catchment basin | Flow Rest 90% Full | Flow Rest 90% Full | Interstitial Monitoring within Secondary Containment |  | Automatic Tank Gauge |  |  |  | Interstitial Monitoring within Secondary Containment |  | Continuous alarm system | Continuous alarm system |  | UST Currently In Use: 0; UST Temp Close: 0; AST Currently In Use: 1; AST Temp Closed: 0 | 0 | 0 | 6 | 19101-097-001080 | VASILIOS SIMPSIRIDIS
46731 | Permanently Closed | 2018-08-01 | 1996-10-01 |  | Petroleum | Unleaded gasoline | Unleaded gasoline | Retail | Fiberglass coated steel | Fiberglass coated steel |  |  | Flexible, ENVIROFLEX |  | 1901-01-01 | None | Catchment Basin, Single walled catchment basin | Flow Rest 90% Full | Flow Rest 90% Full |  |  | Statistical Inventory Reconciliation (SIR) |  | Automatic flow restrictor (MLLD) | Automatic flow restrictor (MLLD) |  |  | Statistical inventory reconciliation (SIR) | Statistical inventory reconciliation (SIR) |  | UST Currently In Use: 0; UST Temp Close: 0; AST Currently In Use: 0; AST Temp Closed: 0 | 0 | 0 | 7 | 22257-107-013566 | W.W. HALL EST. LLC
46732 | Permanently Closed | 2018-08-01 | 1996-10-01 |  | Petroleum | On road diesel | On road diesel | Retail | Fiberglass coated steel | Fiberglass coated steel |  |  | Fiberglass reinforced plastic, ENVIROFLEX |  | 1901-01-01 | None | Catchment Basin, Single walled catchment basin | Flow Rest 90% Full | Flow Rest 90% Full |  |  | Statistical Inventory Reconciliation (SIR) |  | Automatic flow restrictor (MLLD) | Automatic flow restrictor (MLLD) |  |  | Statistical inventory reconciliation (SIR) | Statistical inventory reconciliation (SIR) |  | UST Currently In Use: 0; UST Temp Close: 0; AST Currently In Use: 0; AST Temp Closed: 0 | 0 | 0 | 7 | 22257-107-013566 | W.W. HALL EST. LLC
46734 | Currently in Use |  | 1996-11-01 |  | Petroleum | Unleaded gasoline | Unleaded gasoline | Retail | Double Wall, Steel, 8R/4P | Steel | Coated & cathodic protection (sti-P3) |  | Double Wall, Fiberglass reinforced plastic |  |  |  | Catchment Basin, Single walled catchment basin | Flow Rest 90% Full | Flow Rest 90% Full |  |  | Continuous Automatic Tank Gauge |  | Automatic flow restrictor (MLLD), Containment Sump | Containment Sump |  |  | Annual line testing | Annual line testing |  | UST Currently In Use: 1; UST Temp Close: 0; AST Currently In Use: 1; AST Temp Closed: 0 | 1 | 0 | 5 | 21720-115-013647 | DJG, INC
46735 | Currently in Use |  | 1996-10-14 |  | Petroleum | Unleaded gasoline | Unleaded gasoline | Retail | Fiberglass coated steel, Single Wall | Single Wall |  |  | Double Wall, Fiberglass reinforced plastic |  | 1901-01-01 |  | Catchment Basin, Single walled catchment basin | Automatic shutoff device At 95% full | Automatic shutoff device At 95% full |  |  | Continuous Automatic Tank Gauge |  | Automatic flow restrictor (MLLD), Containment Sump | Containment Sump |  |  | Annual line testing | Annual line testing |  | UST Currently In Use: 4; UST Temp Close: 0; AST Currently In Use: 0; AST Temp Closed: 0 | 4 | 0 | 4 | 10748-119-007730 | BURNS AND BURNS, INC.
46737 | Currently in Use |  | 1996-10-14 |  | Petroleum | Ethanol free gasoline | Ethanol free gasoline | Retail | Fiberglass coated steel, Single Wall | Single Wall |  |  | Double Wall, Fiberglass reinforced plastic |  | 1901-01-01 |  | Catchment Basin, Single walled catchment basin | Automatic shutoff device At 95% full | Automatic shutoff device At 95% full |  |  | Continuous Automatic Tank Gauge |  | Automatic flow restrictor (MLLD), Containment Sump, MANIFOLDED | Containment Sump |  |  | Annual line testing, Other, MANIFOLDED | Other |  | UST Currently In Use: 4; UST Temp Close: 0; AST Currently In Use: 0; AST Temp Closed: 0 | 4 | 0 | 4 | 10748-119-007730 | BURNS AND BURNS, INC.
46738 | Currently in Use |  | 1995-08-15 |  | Petroleum | Unleaded gasoline | Unleaded gasoline | Bulk facility | Steel | Steel | Coated & cathodic protection (sti-P3) |  | Fiberglass reinforced plastic |  |  |  | Catchment Basin, Single walled catchment basin | Automatic shutoff device At 95% full | Automatic shutoff device At 95% full |  |  | Continuous Automatic Tank Gauge | [8 empty] | UST Currently In Use: 2; UST Temp Close: 0; AST Currently In Use: 0; AST Temp Closed: 0 | 2 | 0 | 0 | 10125-117-017768 | SPIRE ALABAMA INC.
46739 | Currently in Use |  | 1995-08-15 |  | Petroleum | On road diesel | On road diesel | Bulk facility | Steel | Steel | Coated & cathodic protection (sti-P3) |  | Fiberglass reinforced plastic |  |  |  | Catchment Basin, Single walled catchment basin | Automatic shutoff device At 95% full | Automatic shutoff device At 95% full |  |  | Continuous Automatic Tank Gauge | [8 empty] | UST Currently In Use: 2; UST Temp Close: 0; AST Currently In Use: 0; AST Temp Closed: 0 | 2 | 0 | 0 | 10125-117-017768 | SPIRE ALABAMA INC.
46740 | Currently in Use |  | 1996-04-01 |  | Petroleum | Unleaded gasoline | Unleaded gasoline | Retail | Steel | Steel | Coated & cathodic protection (sti-P3) |  | Fiberglass reinforced plastic |  |  |  | Catchment Basin, Single walled catchment basin | Flow Rest 90% Full | Flow Rest 90% Full |  |  | Continuous Automatic Tank Gauge |  | Automatic flow restrictor (MLLD), Containment Sump | Containment Sump |  |  | Annual line testing | Annual line testing |  | UST Currently In Use: 2; UST Temp Close: 0; AST Currently In Use: 0; AST Temp Closed: 0 | 2 | 0 | 3 | 24857-097-007173 | ABHISEK RAJPUT -OLD SHELL C- STORE
46741 | Currently in Use |  | 1996-04-01 |  | Petroleum | Premium gasoline | Premium gasoline | Retail | Steel | Steel | Coated & cathodic protection (sti-P3) |  | Fiberglass reinforced plastic |  |  |  | Catchment Basin, Single walled catchment basin | Flow Rest 90% Full | Flow Rest 90% Full |  |  | Automatic Tank Gauge, Continuous Automatic Tank Gauge |  | Automatic flow restrictor (MLLD), Containment Sump | Containment Sump |  |  | Annual line testing | Annual line testing |  | UST Currently In Use: 2; UST Temp Close: 0; AST Currently In Use: 0; AST Temp Closed: 0 | 2 | 0 | 3 | 24857-097-007173 | ABHISEK RAJPUT -OLD SHELL C- STORE
46742 | Permanently Closed | 2007-03-01 | 1988-01-01 | 2016-03-05 | Petroleum | On road diesel | On road diesel | Retail | Single Wall, Steel | Steel | Coated & cathodic protection (sti-P3) |  | Double Wall, Flexible |  | 2001-02-01 |  | Catchment Basin, Single walled catchment basin | Flow Rest 90% Full | Flow Rest 90% Full |  |  | Statistical Inventory Reconciliation (SIR) | [8 empty] | UST Currently In Use: 0; UST Temp Close: 0; AST Currently In Use: 0; AST Temp Closed: 0 | 0 | 0 | 4 | 24864-103-014450 | ROGER FARROW
46743 | Currently in Use |  | 1996-10-16 |  | Petroleum | Unleaded gasoline | Unleaded gasoline | Retail | Fiberglass coated steel, PLASTEEL | Fiberglass coated steel |  |  | Flexible, APTFLEX |  | 1901-01-01 |  | Catchment Basin, Single walled catchment basin | Flow Rest 90% Full | Flow Rest 90% Full |  |  | Continuous Automatic Tank Gauge |  | Automatic flow restrictor (MLLD), Containment Sump | Containment Sump |  |  | Annual line testing | Annual line testing |  | UST Currently In Use: 2; UST Temp Close: 0; AST Currently In Use: 0; AST Temp Closed: 0 | 2 | 0 | 3 | 23926-097-007147 | DAVIS MINUTE MART
46744 | Currently in Use |  | 1996-10-16 |  | Petroleum | Mid-grade gasoline | Mid-grade gasoline | Retail | Fiberglass coated steel, PLASTEEL | Fiberglass coated steel |  |  | Flexible, APTFLEX |  | 1901-01-01 |  | Catchment Basin, Single walled catchment basin | Flow Rest 90% Full | Flow Rest 90% Full |  |  | Continuous Automatic Tank Gauge |  | Automatic flow restrictor (MLLD), Containment Sump | Containment Sump |  |  | Annual line testing | Annual line testing |  | UST Currently In Use: 2; UST Temp Close: 0; AST Currently In Use: 0; AST Temp Closed: 0 | 2 | 0 | 3 | 23926-097-007147 | DAVIS MINUTE MART
46746 | Temporary Closed | 2003-05-01 | 1996-08-13 |  | Petroleum | Unleaded gasoline | Unleaded gasoline | Retail | Fiberglass coated steel | Fiberglass coated steel |  |  | Double Wall, Fiberglass reinforced plastic |  | 1901-01-01 |  | Catchment Basin, Single walled catchment basin | Flow Rest 90% Full | Flow Rest 90% Full | Interstitial Monitoring within Secondary Containment |  | Automatic Tank Gauge |  | Automatic flow restrictor (MLLD) | Automatic flow restrictor (MLLD) | Interstitial Monitoring within Secondary Containment |  | Annual line testing, Continuous alarm system | Continuous alarm system |  | UST Currently In Use: 0; UST Temp Close: 3; AST Currently In Use: 0; AST Temp Closed: 0 | 0 | 3 | 3 | 25666-117-000142 | JOHNNY W REESE
46747 | Temporary Closed | 2003-05-01 | 1996-08-13 |  | Petroleum | Mid-grade gasoline | Mid-grade gasoline | Retail | Fiberglass coated steel | Fiberglass coated steel |  |  | Double Wall, Fiberglass reinforced plastic |  | 1901-01-01 |  | Catchment Basin, Single walled catchment basin | Flow Rest 90% Full | Flow Rest 90% Full | Interstitial Monitoring within Secondary Containment |  | Automatic Tank Gauge |  | Automatic flow restrictor (MLLD) | Automatic flow restrictor (MLLD) | Interstitial Monitoring within Secondary Containment |  | Annual line testing, Continuous alarm system | Continuous alarm system |  | UST Currently In Use: 0; UST Temp Close: 3; AST Currently In Use: 0; AST Temp Closed: 0 | 0 | 3 | 3 | 25666-117-000142 | JOHNNY W REESE
46748 | Temporary Closed | 2003-05-01 | 1996-08-13 |  | Petroleum | Premium gasoline | Premium gasoline | Retail | Fiberglass coated steel | Fiberglass coated steel |  |  | Double Wall, Fiberglass reinforced plastic |  | 1901-01-01 |  | Catchment Basin, Single walled catchment basin | Flow Rest 90% Full | Flow Rest 90% Full | Interstitial Monitoring within Secondary Containment |  | Automatic Tank Gauge |  | Automatic flow restrictor (MLLD) | Automatic flow restrictor (MLLD) | Interstitial Monitoring within Secondary Containment |  | Annual line testing, Continuous alarm system | Continuous alarm system |  | UST Currently In Use: 0; UST Temp Close: 3; AST Currently In Use: 0; AST Temp Closed: 0 | 0 | 3 | 3 | 25666-117-000142 | JOHNNY W REESE
46749 | Permanently Closed | 2006-01-21 | 1996-05-26 | 2019-11-08 | Petroleum | Unleaded gasoline | Unleaded gasoline | Retail | Fiberglass coated steel | Fiberglass coated steel |  |  | Fiberglass reinforced plastic |  | 1901-01-01 |  | Catchment Basin, Single walled catchment basin | Flow Rest 90% Full | Flow Rest 90% Full |  |  | Automatic Tank Gauge |  | Automatic flow restrictor (MLLD) | Automatic flow restrictor (MLLD) |  |  | Annual line testing | Annual line testing |  | UST Currently In Use: 0; UST Temp Close: 0; AST Currently In Use: 0; AST Temp Closed: 0 | 0 | 0 | 5 | 25346-115-017290 | CITY OF ASHVILLE
46750 | Currently in Use |  | 1996-11-11 |  | Petroleum | On road diesel | On road diesel | Emergency Power Generator, Industrial | Double Wall, Fiberglass reinforced plastic | Fiberglass reinforced plastic |  |  | Double Wall, Fiberglass reinforced plastic, 2 PIECES |  | 1901-01-01 |  | Catchment Basin, Single walled catchment basin | Audible high level alarm At 90% full, Automatic shutoff device At 95% full | Automatic shutoff device At 95% full | Interstitial Monitoring within Secondary Containment | SENSOR TO ATG | Automatic Tank Gauge |  | Containment Sump | Containment Sump | [5 empty] | UST Currently In Use: 1; UST Temp Close: 0; AST Currently In Use: 0; AST Temp Closed: 0 | 1 | 0 | 3 | 10414-073-010732 | BBH PRINCETON ENGINEERNG
46751 | Currently in Use |  | 1996-11-22 |  | Petroleum | Unleaded gasoline | Unleaded gasoline | Retail | Steel | Steel | Coated & cathodic protection (sti-P3) |  | Fiberglass reinforced plastic |  |  | Other, FLXS ISOLA | Catchment Basin, Single walled catchment basin | Flow Rest 90% Full | Flow Rest 90% Full |  |  | Automatic Tank Gauge, Statistical Inventory Reconciliation (SIR) |  | Automatic flow restrictor (MLLD), Containment Sump | Containment Sump | Interstitial Monitoring within Secondary Containment |  | Continuous alarm system, Statistical inventory reconciliation (SIR) | Statistical inventory reconciliation (SIR) |  | UST Currently In Use: 2; UST Temp Close: 0; AST Currently In Use: 0; AST Temp Closed: 0 | 2 | 0 | 4 | 22176-125-011342 | Circle K Stores, Inc.
46752 | Currently in Use |  | 1996-11-22 |  | Petroleum | Premium gasoline | Premium gasoline | Retail | Steel | Steel | Coated & cathodic protection (sti-P3) |  | Fiberglass reinforced plastic |  |  | Other, FLXS ISOLA | Catchment Basin, Single walled catchment basin | Flow Rest 90% Full | Flow Rest 90% Full |  |  | Automatic Tank Gauge, Statistical Inventory Reconciliation (SIR) |  | Automatic flow restrictor (MLLD), Containment Sump | Containment Sump | Interstitial Monitoring within Secondary Containment |  | Continuous alarm system, Statistical inventory reconciliation (SIR) | Statistical inventory reconciliation (SIR) |  | UST Currently In Use: 2; UST Temp Close: 0; AST Currently In Use: 0; AST Temp Closed: 0 | 2 | 0 | 4 | 22176-125-011342 | Circle K Stores, Inc.
46753 | Currently in Use |  | 1996-10-01 |  | Petroleum | Premium gasoline | Premium gasoline | Retail | Single Wall, Steel | Steel | Coated & cathodic protection (sti-P3) |  | Double Wall, Flexible | APT |  |  | Catchment Basin, Single walled catchment basin | Automatic shutoff device At 95% full | Automatic shutoff device At 95% full |  |  | Continuous Automatic Tank Gauge |  | Automatic flow restrictor (MLLD), Containment Sump | Containment Sump |  |  | Annual line testing | Annual line testing |  | UST Currently In Use: 4; UST Temp Close: 0; AST Currently In Use: 0; AST Temp Closed: 0 | 4 | 0 | 0 | 25643-037-017769 | CENTRAL ALABAMA COMMERCIAL PROP. LLC
46754 | Currently in Use |  | 1996-10-01 |  | Petroleum | Mid-grade gasoline | Mid-grade gasoline | Retail | Single Wall, Steel | Steel | Coated & cathodic protection (sti-P3) |  | Double Wall, Flexible | APT |  |  | Catchment Basin, Single walled catchment basin | Automatic shutoff device At 95% full | Automatic shutoff device At 95% full |  |  | Continuous Automatic Tank Gauge |  | Automatic flow restrictor (MLLD), Containment Sump | Containment Sump |  |  | Annual line testing | Annual line testing |  | UST Currently In Use: 4; UST Temp Close: 0; AST Currently In Use: 0; AST Temp Closed: 0 | 4 | 0 | 0 | 25643-037-017769 | CENTRAL ALABAMA COMMERCIAL PROP. LLC
46755 | Currently in Use |  | 1996-10-01 |  | Petroleum | Unleaded gasoline | Unleaded gasoline | Retail | Single Wall, Steel | Steel | Coated & cathodic protection (sti-P3) |  | Double Wall, Flexible | APT |  |  | Catchment Basin, Single walled catchment basin | Automatic shutoff device At 95% full | Automatic shutoff device At 95% full |  |  | Continuous Automatic Tank Gauge |  | Automatic flow restrictor (MLLD), Containment Sump | Containment Sump |  |  | Annual line testing | Annual line testing |  | UST Currently In Use: 4; UST Temp Close: 0; AST Currently In Use: 0; AST Temp Closed: 0 | 4 | 0 | 0 | 25643-037-017769 | CENTRAL ALABAMA COMMERCIAL PROP. LLC
46756 | Currently in Use |  | 1996-10-01 |  | Petroleum | On road diesel | On road diesel | Retail | Single Wall, Steel | Steel | Coated & cathodic protection (sti-P3) |  | Double Wall, Flexible | APT |  |  | Catchment Basin, Single walled catchment basin | Automatic shutoff device At 95% full | Automatic shutoff device At 95% full |  |  | Continuous Automatic Tank Gauge |  | Automatic flow restrictor (MLLD), Containment Sump | Containment Sump |  |  | Annual line testing | Annual line testing |  | UST Currently In Use: 4; UST Temp Close: 0; AST Currently In Use: 0; AST Temp Closed: 0 | 4 | 0 | 0 | 25643-037-017769 | CENTRAL ALABAMA COMMERCIAL PROP. LLC
46757 | Temporary Closed | 2016-05-23 | 1996-10-14 |  | Petroleum | Unleaded gasoline | Unleaded gasoline | Retail | Steel | Steel | Coated & cathodic protection (sti-P3) |  | Fiberglass reinforced plastic |  |  |  | Catchment Basin, Single walled catchment basin | Flow Rest 90% Full | Flow Rest 90% Full |  |  | Automatic Tank Gauge | [8 empty] | UST Currently In Use: 0; UST Temp Close: 1; AST Currently In Use: 0; AST Temp Closed: 0 | 0 | 1 | 0 | 22818-013-017770 | WAYNE OSWALD
46759 | Permanently Closed | 2011-03-20 | 1996-09-15 |  | Petroleum | Unleaded gasoline | Unleaded gasoline | Retail | Steel | Steel | Coated & cathodic protection (sti-P3) |  | Fiberglass reinforced plastic |  |  |  | Catchment Basin, Single walled catchment basin | Flow Rest 90% Full | Flow Rest 90% Full |  |  | Statistical Inventory Reconciliation (SIR) |  | Containment Sump | Containment Sump |  |  | Statistical inventory reconciliation (SIR) | Statistical inventory reconciliation (SIR) |  | UST Currently In Use: 0; UST Temp Close: 0; AST Currently In Use: 0; AST Temp Closed: 0 | 0 | 0 | 5 | 11488-051-006878 | K & K INC
46760 | Currently in Use |  | 1996-08-27 |  | Petroleum | Unleaded gasoline | Unleaded gasoline | Retail | Fiberglass coated steel | Fiberglass coated steel |  |  | Flexible, ENVIRON |  | 1901-01-01 |  | Catchment Basin, Single walled catchment basin | Flow Rest 90% Full | Flow Rest 90% Full |  |  | Continuous Automatic Tank Gauge |  | Automatic shutoff device (AELLD), Containment Sump | Containment Sump | [5 empty] | UST Currently In Use: 2; UST Temp Close: 0; AST Currently In Use: 0; AST Temp Closed: 0 | 2 | 0 | 0 | 13786-091-017771 | PARRS, INC.
46761 | Currently in Use |  | 1996-08-27 |  | Petroleum | On road diesel | On road diesel | Retail | Fiberglass coated steel | Fiberglass coated steel |  |  | Flexible, ENVIRON |  | 1901-01-01 |  | Catchment Basin, Single walled catchment basin | Automatic shutoff device At 95% full, Flow Rest 90% Full | Flow Rest 90% Full |  |  | Continuous Automatic Tank Gauge |  | Automatic shutoff device (AELLD), Containment Sump | Containment Sump | [5 empty] | UST Currently In Use: 2; UST Temp Close: 0; AST Currently In Use: 0; AST Temp Closed: 0 | 2 | 0 | 0 | 13786-091-017771 | PARRS, INC.
46762 | Currently in Use |  | 1995-05-15 |  | Petroleum | Unleaded gasoline | Unleaded gasoline |  | Steel | Steel | Coated & cathodic protection (sti-P3) |  | Fiberglass reinforced plastic |  |  |  | Catchment Basin, Single walled catchment basin | Audible high level alarm At 90% full, Automatic shutoff device At 95% full | Automatic shutoff device At 95% full |  |  | Continuous Automatic Tank Gauge | [8 empty] | UST Currently In Use: 1; UST Temp Close: 0; AST Currently In Use: 0; AST Temp Closed: 0 | 1 | 0 | 0 | 10125-125-017772 | SPIRE ALABAMA INC.
46763 | Temporary Closed | 2014-06-30 | 1996-10-01 |  | Petroleum | Unleaded gasoline | Unleaded gasoline | Industrial | Steel | Steel | Coated & cathodic protection (sti-P3) |  | Fiberglass reinforced plastic |  |  |  | Catchment Basin, Single walled catchment basin | Flow Rest 90% Full | Flow Rest 90% Full |  |  | Statistical Inventory Reconciliation (SIR) | [8 empty] | UST Currently In Use: 0; UST Temp Close: 1; AST Currently In Use: 0; AST Temp Closed: 0 | 0 | 1 | 1 | 25047-101-002591 | PETRANKA CONTRACTING LLC
46764 | Currently in Use |  | 1996-12-03 |  | Petroleum | Unleaded gasoline | Unleaded gasoline | Retail | Fiberglass coated steel, 13UNL/7P | Fiberglass coated steel |  |  | Double Wall, Flexible | ENVIRON | 1901-01-01 |  | Catchment Basin, Single walled catchment basin | Flow Rest 90% Full | Flow Rest 90% Full |  |  | Statistical Inventory Reconciliation (SIR) |  | Automatic flow restrictor (MLLD), Containment Sump | Containment Sump |  |  | Statistical inventory reconciliation (SIR) | Statistical inventory reconciliation (SIR) |  | UST Currently In Use: 1; UST Temp Close: 0; AST Currently In Use: 0; AST Temp Closed: 0 | 1 | 0 | 0 | 17904-055-017773 | JEFFREY A. BROWN
46765 | Permanently Closed | 2011-05-01 | 1996-10-01 | 2014-12-04 | Petroleum | Unleaded gasoline | Unleaded gasoline | Retail | Single Wall, Steel | Steel | Coated & cathodic protection (sti-P3) |  | Fiberglass reinforced plastic |  |  | Other, FLXS ISOLA | Catchment Basin, Single walled catchment basin | Automatic shutoff device At 95% full | Automatic shutoff device At 95% full |  |  | Statistical Inventory Reconciliation (SIR) |  |  |  | Interstitial Monitoring within Secondary Containment |  | Statistical inventory reconciliation (SIR) | Statistical inventory reconciliation (SIR) |  | UST Currently In Use: 0; UST Temp Close: 0; AST Currently In Use: 0; AST Temp Closed: 0 | 0 | 0 | 10 | 24559-043-008863 | GERALD TURNER
46766 | Permanently Closed | 2011-05-01 | 1996-10-01 | 2014-12-04 | Petroleum | Premium gasoline | Premium gasoline | Retail | Single Wall, Steel | Steel | Coated & cathodic protection (sti-P3) |  | Fiberglass reinforced plastic |  |  | Other, FLXS ISOLA | Catchment Basin, Single walled catchment basin | Automatic shutoff device At 95% full | Automatic shutoff device At 95% full |  |  | Statistical Inventory Reconciliation (SIR) |  |  |  | Interstitial Monitoring within Secondary Containment |  | Statistical inventory reconciliation (SIR) | Statistical inventory reconciliation (SIR) |  | UST Currently In Use: 0; UST Temp Close: 0; AST Currently In Use: 0; AST Temp Closed: 0 | 0 | 0 | 10 | 24559-043-008863 | GERALD TURNER
46767 | Currently in Use |  | 1995-09-01 |  | Petroleum | Premium gasoline | Premium gasoline | Retail | Single Wall, Steel | Steel | Coated & cathodic protection (sti-P3), Field installed cathodic protection |  | Double Wall, Flexible |  |  |  | Catchment Basin, Single walled catchment basin | Automatic shutoff device At 95% full | Automatic shutoff device At 95% full |  |  | Continuous Automatic Tank Gauge |  | Automatic flow restrictor (MLLD) | Automatic flow restrictor (MLLD) |  |  | Annual line testing | Annual line testing |  | UST Currently In Use: 5; UST Temp Close: 0; AST Currently In Use: 0; AST Temp Closed: 0 | 5 | 0 | 0 | 15201-095-005599 | VULCAN OIL COMPANY INC.
46768 | Permanently Closed | 1998-12-21 | 1963-01-01 | 1999-05-12 | Petroleum | Unleaded gasoline | Unleaded gasoline | Bulk facility | Steel | Steel |  |  | Steel |  | 1901-01-01 | [15 empty] | UST Currently In Use: 0; UST Temp Close: 0; AST Currently In Use: 0; AST Temp Closed: 0 | 0 | 0 | 2 | 20179-097-017774 | W R MITCHELL INC
46770 | Permanently Closed | 1998-12-21 | 1963-01-01 | 1999-05-12 | Petroleum | On road diesel | On road diesel | Bulk facility | Steel | Steel |  |  | Steel |  | 1901-01-01 | [15 empty] | UST Currently In Use: 0; UST Temp Close: 0; AST Currently In Use: 0; AST Temp Closed: 0 | 0 | 0 | 2 | 20179-097-017774 | W R MITCHELL INC
46771 | Permanently Closed | 1996-11-09 | 1980-01-01 | 1998-11-09 | Petroleum | Unleaded gasoline | Unleaded gasoline | Industrial | [6 empty] | 1901-01-01 | [15 empty] | UST Currently In Use: 0; UST Temp Close: 0; AST Currently In Use: 2; AST Temp Closed: 0 | 0 | 0 | 1 | 20162-097-017767 | MACKINNON PAPER COMPANY
46772 | Permanently Closed | 2007-04-15 | 1901-01-01 | 2007-11-29 | Petroleum | On road diesel | On road diesel | Retail | Steel | Steel | Field installed cathodic protection |  | Fiberglass reinforced plastic |  | 1901-01-01 | Field installed cathodic protection | Catchment Basin, Single walled catchment basin | Automatic shutoff device At 95% full | Automatic shutoff device At 95% full |  |  | Statistical Inventory Reconciliation (SIR) | [5 empty] | Statistical inventory reconciliation (SIR) | Statistical inventory reconciliation (SIR) |  | UST Currently In Use: 0; UST Temp Close: 0; AST Currently In Use: 0; AST Temp Closed: 0 | 0 | 0 | 4 | 13529-127-006534 | MOORE PETROLEUM COMPANY, INC.
46773 | Temporary Closed | 1995-07-01 | 1970-01-12 |  | Petroleum | Used oil | Used oil | [5 empty] | Other, NONE |  | 1901-01-01 |  | Other, EXEMPT | Other, EXEMPT | Other |  |  | Manual Tank Gauging (only tanks 1000 gal. or less and 48” or 64” in diameter) | [8 empty] | UST Currently In Use: 0; UST Temp Close: 1; AST Currently In Use: 0; AST Temp Closed: 0 | 0 | 1 | 3 | 14139-073-002462 | ROBERT L SHAW JR C\O PIERCE BROTHERS
46774 | Permanently Closed | 1998-12-22 | 1988-10-01 | 1999-01-20 | Petroleum | On road diesel | On road diesel | Emergency power generator | Fiberglass reinforced plastic | Fiberglass reinforced plastic |  |  |  |  | 1901-01-01 | [6 empty] | Manual Tank Gauging (only tanks 1000 gal. or less and 48” or 64” in diameter) | [8 empty] | UST Currently In Use: 0; UST Temp Close: 0; AST Currently In Use: 0; AST Temp Closed: 0 | 0 | 0 | 1 | 20183-097-017775 | SPRINGDALE MALL/CIGNA PROPERTIES
46775 | Permanently Closed | 1999-11-30 | 1901-01-01 | 1999-11-30 | Petroleum | On road diesel | On road diesel | Industrial | [6 empty] | 1901-01-01 | [12 empty] | Annual line testing | Annual line testing |  | UST Currently In Use: 0; UST Temp Close: 0; AST Currently In Use: 0; AST Temp Closed: 0 | 0 | 0 | 2 | 20184-073-011579 | STONE ELECTRIC
46776 | Currently in Use |  | 1996-11-23 |  | Petroleum | Premium gasoline | Premium gasoline | Retail | Steel | Steel | Coated & cathodic protection (sti-P3) |  | Fiberglass reinforced plastic |  |  | Other, FLXS ISOLA | Catchment Basin, Single walled catchment basin | Audible high level alarm At 90% full, Automatic shutoff device At 95% full | Automatic shutoff device At 95% full |  |  | Continuous Automatic Tank Gauge |  | Automatic flow restrictor (MLLD) | Automatic flow restrictor (MLLD) |  |  | Annual line testing | Annual line testing |  | UST Currently In Use: 3; UST Temp Close: 0; AST Currently In Use: 0; AST Temp Closed: 0 | 3 | 0 | 4 | 22176-001-002998 | Circle K Stores, Inc.
46777 | Currently in Use |  | 1996-11-23 |  | Petroleum | Mid-grade gasoline | Mid-grade gasoline | Retail | Steel | Steel | Coated & cathodic protection (sti-P3) |  | Fiberglass reinforced plastic |  |  | Other, FLXS ISOLA | Catchment Basin, Single walled catchment basin | Audible high level alarm At 90% full, Automatic shutoff device At 95% full | Automatic shutoff device At 95% full |  |  | Continuous Automatic Tank Gauge |  | Automatic flow restrictor (MLLD) | Automatic flow restrictor (MLLD) |  |  | Annual line testing | Annual line testing |  | UST Currently In Use: 3; UST Temp Close: 0; AST Currently In Use: 0; AST Temp Closed: 0 | 3 | 0 | 4 | 22176-001-002998 | Circle K Stores, Inc.
46778 | Currently in Use |  | 1996-11-23 |  | Petroleum | Unleaded gasoline | Unleaded gasoline | Retail | Steel | Steel | Coated & cathodic protection (sti-P3) |  | Fiberglass reinforced plastic |  |  | Other, FLXS ISOLA | Catchment Basin, Single walled catchment basin | Audible high level alarm At 90% full, Automatic shutoff device At 95% full | Automatic shutoff device At 95% full |  |  | Continuous Automatic Tank Gauge |  | Automatic flow restrictor (MLLD) | Automatic flow restrictor (MLLD) |  |  | Annual line testing | Annual line testing |  | UST Currently In Use: 3; UST Temp Close: 0; AST Currently In Use: 0; AST Temp Closed: 0 | 3 | 0 | 4 | 22176-001-002998 | Circle K Stores, Inc.
46779 | Permanently Closed | 1998-11-03 | 1987-01-18 | 1998-11-03 | Petroleum | On road diesel | On road diesel | Emergency Power Generator, Industrial | Steel | Steel | Field installed cathodic protection |  | Steel |  | 1901-01-01 | None | Catchment Basin, Single walled catchment basin | [13 empty] | UST Currently In Use: 0; UST Temp Close: 0; AST Currently In Use: 0; AST Temp Closed: 0 | 0 | 0 | 3 | 21014-073-017778 | HEALTHSOUTH METRO WEST HOSPITAL
46780 | Permanently Closed | 1998-11-03 | 1987-01-18 | 1998-11-03 | Petroleum | On road diesel | On road diesel | Emergency Power Generator, Industrial | Steel | Steel | Field installed cathodic protection |  | Steel |  | 1901-01-01 | None | Catchment Basin, Single walled catchment basin | [13 empty] | UST Currently In Use: 0; UST Temp Close: 0; AST Currently In Use: 0; AST Temp Closed: 0 | 0 | 0 | 3 | 21014-073-017778 | HEALTHSOUTH METRO WEST HOSPITAL
46781 | Permanently Closed | 1998-09-18 | 1976-01-10 | 1998-09-18 | Petroleum | On road diesel | On road diesel | Farm/Residential tank Less Than 1100 gal (Not Regulated) | Steel | Steel |  |  | Steel |  | 1901-01-01 | [12 empty] | Annual line testing | Annual line testing |  | UST Currently In Use: 0; UST Temp Close: 0; AST Currently In Use: 0; AST Temp Closed: 0 | 0 | 0 | 3 | 20186-117-017777 | RIVERCHASE COUNTRY CLUB
46782 | Permanently Closed | 1998-09-18 | 1976-01-10 | 1998-09-18 | Petroleum | On road diesel | On road diesel | Farm/Residential tank Less Than 1100 gal (Not Regulated) | Steel | Steel |  |  | Steel |  | 1901-01-01 | None | [11 empty] | Annual line testing | Annual line testing |  | UST Currently In Use: 0; UST Temp Close: 0; AST Currently In Use: 0; AST Temp Closed: 0 | 0 | 0 | 3 | 20186-117-017777 | RIVERCHASE COUNTRY CLUB
46783 | Permanently Closed | 1998-09-18 | 1976-01-10 | 1998-09-18 | Petroleum | Unleaded gasoline | Unleaded gasoline | Farm/Residential tank Less Than 1100 gal (Not Regulated) | Steel | Steel |  |  | Steel |  | 1901-01-01 | None | [11 empty] | Annual line testing | Annual line testing |  | UST Currently In Use: 0; UST Temp Close: 0; AST Currently In Use: 0; AST Temp Closed: 0 | 0 | 0 | 3 | 20186-117-017777 | RIVERCHASE COUNTRY CLUB
46784 | Permanently Closed | 1998-12-03 | 1988-07-08 | 2000-01-26 | Petroleum | Unleaded gasoline | Unleaded gasoline | Industrial, Local Government | Steel | Steel |  | Painted or None | Steel |  | 1901-01-01 | None | [14 empty] | UST Currently In Use: 0; UST Temp Close: 0; AST Currently In Use: 0; AST Temp Closed: 0 | 0 | 0 | 1 | 17712-055-017779 | ETOWAH CO BOARD OF EDUCATION
46785 | Currently in Use |  | 1996-12-11 |  | Petroleum | Unleaded gasoline | Unleaded gasoline | Retail | Double Wall, Steel | Steel | Coated & cathodic protection (sti-P3) |  | Double Wall, Flexible | ENVIRON | 1996-12-11 |  | Catchment Basin, Single walled catchment basin | Flow Rest 90% Full | Flow Rest 90% Full |  |  | Continuous Automatic Tank Gauge |  | Automatic flow restrictor (MLLD), Containment Sump | Containment Sump |  |  | Annual line testing | Annual line testing |  | UST Currently In Use: 2; UST Temp Close: 0; AST Currently In Use: 0; AST Temp Closed: 0 | 2 | 0 | 0 | 15476-055-017780 | YOUNG OIL INC
46786 | Currently in Use |  | 1996-12-11 |  | Petroleum | Premium gasoline | Premium gasoline | Retail | Double Wall, Steel, 8P/4D | Steel | Coated & cathodic protection (sti-P3) |  | Double Wall, Flexible | ENVIRON |  |  | Catchment Basin, Single walled catchment basin | Flow Rest 90% Full | Flow Rest 90% Full |  |  | Continuous Automatic Tank Gauge |  | Automatic flow restrictor (MLLD), Containment Sump | Containment Sump |  |  | Annual line testing | Annual line testing |  | UST Currently In Use: 2; UST Temp Close: 0; AST Currently In Use: 0; AST Temp Closed: 0 | 2 | 0 | 0 | 15476-055-017780 | YOUNG OIL INC
46787 | Currently in Use |  | 1996-09-03 |  | Petroleum | Unleaded gasoline | Unleaded gasoline | Retail | Fiberglass reinforced plastic | Fiberglass reinforced plastic |  |  | Fiberglass reinforced plastic |  | 1901-01-01 | None | Catchment Basin, Single walled catchment basin | Flow Rest 90% Full | Flow Rest 90% Full |  |  | Automatic Tank Gauge |  | Automatic flow restrictor (MLLD), Containment Sump, 05/10/2007 | Containment Sump |  |  | Annual line testing | Annual line testing |  | UST Currently In Use: 2; UST Temp Close: 0; AST Currently In Use: 0; AST Temp Closed: 0 | 2 | 0 | 0 | 23805-113-017781 | IVEY, INC.
46788 | Currently in Use |  | 1996-09-03 |  | Petroleum | On road diesel | On road diesel | Retail | Fiberglass reinforced plastic | Fiberglass reinforced plastic |  |  | Fiberglass reinforced plastic |  | 1901-01-01 | None | Catchment Basin, Single walled catchment basin | Flow Rest 90% Full | Flow Rest 90% Full |  |  | Automatic Tank Gauge |  | Automatic flow restrictor (MLLD), Containment Sump | Containment Sump |  |  | Annual line testing | Annual line testing |  | UST Currently In Use: 2; UST Temp Close: 0; AST Currently In Use: 0; AST Temp Closed: 0 | 2 | 0 | 0 | 23805-113-017781 | IVEY, INC.
46789 | Permanently Closed | 2002-02-19 | 1989-03-15 | 2003-09-16 | Petroleum | Unleaded gasoline | Unleaded gasoline | Retail | Steel | Steel | Coated & cathodic protection (sti-P3) |  | Fiberglass reinforced plastic |  | 1901-01-01 | None | Catchment Basin, Single walled catchment basin | Automatic shutoff device At 95% full | Automatic shutoff device At 95% full |  |  | Automatic Tank Gauge |  |  |  | Interstitial Monitoring within Secondary Containment |  |  |  |  | UST Currently In Use: 0; UST Temp Close: 0; AST Currently In Use: 0; AST Temp Closed: 0 | 0 | 0 | 3 | 12409-069-017221 | Tim Shirley
46790 | Permanently Closed | 2002-02-19 | 1989-03-15 | 2003-09-16 | Petroleum | Unleaded gasoline | Unleaded gasoline | Retail | Steel | Steel | Coated & cathodic protection (sti-P3) |  | Fiberglass reinforced plastic |  | 1901-01-01 | None | Catchment Basin, Single walled catchment basin | Automatic shutoff device At 95% full | Automatic shutoff device At 95% full |  |  | Automatic Tank Gauge |  |  |  | Interstitial Monitoring within Secondary Containment |  |  |  |  | UST Currently In Use: 0; UST Temp Close: 0; AST Currently In Use: 0; AST Temp Closed: 0 | 0 | 0 | 3 | 12409-069-017221 | Tim Shirley
46791 | Permanently Closed | 2002-02-19 | 1989-03-15 | 2003-09-16 | Petroleum | Unleaded gasoline | Unleaded gasoline | Retail | Steel | Steel | Coated & cathodic protection (sti-P3) |  | Fiberglass reinforced plastic |  | 1901-01-01 | None | Catchment Basin, Single walled catchment basin | Automatic shutoff device At 95% full | Automatic shutoff device At 95% full |  |  | Automatic Tank Gauge |  |  |  | Interstitial Monitoring within Secondary Containment |  |  |  |  | UST Currently In Use: 0; UST Temp Close: 0; AST Currently In Use: 0; AST Temp Closed: 0 | 0 | 0 | 3 | 12409-069-017221 | Tim Shirley
46792 | Temporary Closed | 2004-03-19 | 1996-08-10 |  | Petroleum | Unleaded gasoline | Unleaded gasoline | Retail | Steel | Steel | Coated & cathodic protection (sti-P3) |  | Flexible |  | 1901-01-01 |  | Catchment Basin, Single walled catchment basin | Automatic shutoff device At 95% full | Automatic shutoff device At 95% full |  |  | Automatic Tank Gauge |  | Automatic flow restrictor (MLLD) | Automatic flow restrictor (MLLD) | Interstitial Monitoring within Secondary Containment |  | Annual line testing | Annual line testing |  | UST Currently In Use: 0; UST Temp Close: 2; AST Currently In Use: 0; AST Temp Closed: 0 | 0 | 2 | 0 | 23409-071-017782 | JIM BOATNER
46793 | Temporary Closed | 2004-03-19 | 1996-08-10 |  | Petroleum | Premium gasoline | Premium gasoline | Retail | Steel | Steel | Coated & cathodic protection (sti-P3) |  | Flexible |  | 1901-01-01 |  | Catchment Basin, Single walled catchment basin | Automatic shutoff device At 95% full | Automatic shutoff device At 95% full |  |  | Automatic Tank Gauge |  | Automatic flow restrictor (MLLD) | Automatic flow restrictor (MLLD) | Interstitial Monitoring within Secondary Containment |  | Annual line testing | Annual line testing |  | UST Currently In Use: 0; UST Temp Close: 2; AST Currently In Use: 0; AST Temp Closed: 0 | 0 | 2 | 0 | 23409-071-017782 | JIM BOATNER
46794 | Currently in Use |  | 1996-11-13 |  | Petroleum | Unleaded gasoline | Unleaded gasoline | Retail | Steel | Steel | Coated & cathodic protection (sti-P3) |  | Fiberglass reinforced plastic, ENVIRON |  |  |  | Catchment Basin, Single walled catchment basin | Flow Rest 90% Full | Flow Rest 90% Full |  |  | Continuous Automatic Tank Gauge |  | Automatic flow restrictor (MLLD), Containment Sump | Containment Sump | Interstitial Monitoring within Secondary Containment |  | Continuous alarm system | Continuous alarm system |  | UST Currently In Use: 1; UST Temp Close: 0; AST Currently In Use: 0; AST Temp Closed: 0 | 1 | 0 | 2 | 23372-125-008345 | MIDSTATES PETROLEUM COMPANY
46795 | Currently in Use |  | 1994-03-05 |  | Petroleum | Unleaded gasoline | Unleaded gasoline | Retail | Double Wall, Fiberglass reinforced plastic | Fiberglass reinforced plastic |  |  | Double Wall, Fiberglass reinforced plastic |  | 1901-01-01 |  | Catchment Basin, Single walled catchment basin | Automatic shutoff device At 95% full | Automatic shutoff device At 95% full | Interstitial Monitoring within Secondary Containment | SENSOR TO ATG |  |  | Automatic flow restrictor (MLLD) | Automatic flow restrictor (MLLD) |  |  | CITLD, Other, WARREN ROG | Other |  | UST Currently In Use: 4; UST Temp Close: 0; AST Currently In Use: 0; AST Temp Closed: 0 | 4 | 0 | 0 | 19984-073-017783 | PILOT TRAVEL CENTERS, LLC
46797 | Currently in Use |  | 1994-03-05 |  | Petroleum | Premium gasoline | Premium gasoline | Retail | Double Wall, Fiberglass reinforced plastic | Fiberglass reinforced plastic |  |  | Double Wall, Fiberglass reinforced plastic |  | 1901-01-01 |  | Catchment Basin, Single walled catchment basin | Automatic shutoff device At 95% full | Automatic shutoff device At 95% full | Interstitial Monitoring within Secondary Containment | SENSOR TO ATG |  |  | Automatic flow restrictor (MLLD) | Automatic flow restrictor (MLLD) |  |  | CITLD, Other, WARREN ROG | Other |  | UST Currently In Use: 4; UST Temp Close: 0; AST Currently In Use: 0; AST Temp Closed: 0 | 4 | 0 | 0 | 19984-073-017783 | PILOT TRAVEL CENTERS, LLC
46798 | Currently in Use |  | 1994-03-05 |  | Petroleum | On road diesel | On road diesel | Retail | Double Wall, Fiberglass reinforced plastic | Fiberglass reinforced plastic |  |  | Double Wall, Fiberglass reinforced plastic |  | 1901-01-01 |  | Catchment Basin, Single walled catchment basin | Automatic shutoff device At 95% full | Automatic shutoff device At 95% full | Interstitial Monitoring within Secondary Containment | SENSOR TO ATG |  |  | Automatic flow restrictor (MLLD) | Automatic flow restrictor (MLLD) |  |  | CITLD, Other, WARREN ROG | Other |  | UST Currently In Use: 4; UST Temp Close: 0; AST Currently In Use: 0; AST Temp Closed: 0 | 4 | 0 | 0 | 19984-073-017783 | PILOT TRAVEL CENTERS, LLC
46801 | Temporary Closed | 2016-11-01 | 1996-11-04 |  | Petroleum | On road diesel | On road diesel | Industrial | Double Wall, Fiberglass coated steel | Fiberglass coated steel |  |  | Double Wall, Fiberglass reinforced plastic, 2-PIECE |  | 1901-01-01 |  | Catchment Basin, Single walled catchment basin | Flow Rest 90% Full | Flow Rest 90% Full |  |  | Statistical Inventory Reconciliation (SIR) |  | Automatic flow restrictor (MLLD) | Automatic flow restrictor (MLLD) |  |  | Statistical inventory reconciliation (SIR) | Statistical inventory reconciliation (SIR) |  | UST Currently In Use: 0; UST Temp Close: 1; AST Currently In Use: 0; AST Temp Closed: 0 | 0 | 1 | 1 | 25087-073-002363 | WURTH WOOD GROUP INC
46802 | Currently in Use |  | 1996-09-25 |  | Petroleum | On road diesel | On road diesel | Emergency Power Generator, Industrial | Double Wall, Fiberglass reinforced plastic | Fiberglass reinforced plastic |  |  | Double Wall, Fiberglass reinforced plastic, COPPER |  | 1901-01-01 | Other, FRP SECOND | Catchment Basin, Single walled catchment basin | Audible high level alarm At 90% full, Automatic shutoff device At 95% full | Automatic shutoff device At 95% full | Interstitial Monitoring within Secondary Containment | SENSOR TO ATG | Automatic Tank Gauge | [8 empty] | UST Currently In Use: 1; UST Temp Close: 0; AST Currently In Use: 0; AST Temp Closed: 0 | 1 | 0 | 1 | 14462-077-012161 | BELLSOUTH TELECOMM. DBA AT&T ALA.
46804 | Permanently Closed | 2011-09-14 | 1996-08-16 | 2011-09-14 | Petroleum | On road diesel | On road diesel | Emergency power generator | Double Wall, Fiberglass reinforced plastic | Fiberglass reinforced plastic |  |  | Double Wall, COPPER |  | 1901-01-01 | Other, FRP SECOND | Catchment Basin, Single walled catchment basin | Audible high level alarm At 90% full, Automatic shutoff device At 95% full | Automatic shutoff device At 95% full | Interstitial Monitoring within Secondary Containment | SENSOR TO ATG | Automatic Tank Gauge | [8 empty] | UST Currently In Use: 1; UST Temp Close: 0; AST Currently In Use: 0; AST Temp Closed: 0 | 1 | 0 | 2 | 14462-089-012138 | BELLSOUTH TELECOMM. DBA AT&T ALA.
46805 | Currently in Use |  | 1996-09-04 |  | Petroleum | Unleaded gasoline | Unleaded gasoline | Retail | Steel | Steel | Coated & cathodic protection (sti-P3) |  | Fiberglass reinforced plastic |  |  |  | Catchment Basin, Single walled catchment basin | Flow Rest 90% Full | Flow Rest 90% Full |  |  | Automatic Tank Gauge |  | Automatic flow restrictor (MLLD), Containment Sump | Containment Sump |  |  | Annual line testing | Annual line testing |  | UST Currently In Use: 5; UST Temp Close: 0; AST Currently In Use: 0; AST Temp Closed: 0 | 5 | 0 | 5 | 25315-097-010429 | NEZAM RAMDEEN
46806 | Currently in Use |  | 1996-11-15 |  | Petroleum | Unleaded gasoline | Unleaded gasoline | Retail | Steel | Steel | Coated & cathodic protection (sti-P3) |  | Fiberglass reinforced plastic |  |  |  | Catchment Basin, Single walled catchment basin | Automatic shutoff device At 95% full | Automatic shutoff device At 95% full |  |  | Automatic Tank Gauge |  | Automatic flow restrictor (MLLD) | Automatic flow restrictor (MLLD) | Interstitial Monitoring within Secondary Containment |  | Annual line testing | Annual line testing |  | UST Currently In Use: 3; UST Temp Close: 0; AST Currently In Use: 0; AST Temp Closed: 0 | 3 | 0 | 0 | 22252-117-017784 | EVOLUTION HOLDINGS
46808 | Currently in Use |  | 1996-11-15 |  | Petroleum | Premium gasoline | Premium gasoline | Retail | Steel | Steel | Coated & cathodic protection (sti-P3) |  | Double Wall, Fiberglass reinforced plastic |  |  |  | Catchment Basin, Single walled catchment basin | Automatic shutoff device At 95% full | Automatic shutoff device At 95% full |  |  | Automatic Tank Gauge |  | Automatic flow restrictor (MLLD) | Automatic flow restrictor (MLLD) | Interstitial Monitoring within Secondary Containment |  | Annual line testing | Annual line testing |  | UST Currently In Use: 3; UST Temp Close: 0; AST Currently In Use: 0; AST Temp Closed: 0 | 3 | 0 | 0 | 22252-117-017784 | EVOLUTION HOLDINGS
46809 | Currently in Use |  | 1996-11-15 |  | Petroleum | On road diesel | On road diesel | Retail | Steel | Steel | Coated & cathodic protection (sti-P3) |  | Fiberglass reinforced plastic |  |  |  | Catchment Basin, Single walled catchment basin | Automatic shutoff device At 95% full | Automatic shutoff device At 95% full |  |  | Automatic Tank Gauge |  | Automatic flow restrictor (MLLD) | Automatic flow restrictor (MLLD) | Interstitial Monitoring within Secondary Containment |  | Annual line testing | Annual line testing |  | UST Currently In Use: 3; UST Temp Close: 0; AST Currently In Use: 0; AST Temp Closed: 0 | 3 | 0 | 0 | 22252-117-017784 | EVOLUTION HOLDINGS
46810 | Permanently Closed | 1997-08-01 | 1969-01-01 | 1997-08-15 | Petroleum | Other, HEATINGOIL | Other |  | Steel | Steel | Coated & cathodic protection (sti-P3) |  | Steel |  | 1901-01-01 | [6 empty] | Manual Tank Gauging (only tanks 1000 gal. or less and 48” or 64” in diameter) | [8 empty] | UST Currently In Use: 0; UST Temp Close: 0; AST Currently In Use: 1; AST Temp Closed: 0 | 0 | 0 | 3 | 21564-133-014131 | BURDICK WEST MEDICAL CENTER, LLC
46811 | Temporary Closed | 2014-09-01 | 1992-08-15 |  | Petroleum | Unleaded gasoline | Unleaded gasoline | Retail | Single Wall, Steel | Steel | Coated & cathodic protection (sti-P3) |  | Fiberglass reinforced plastic, Single Wall |  | 1901-01-01 | None | Catchment Basin, Single walled catchment basin | Flow Rest 90% Full | Flow Rest 90% Full |  |  | Statistical Inventory Reconciliation (SIR) | [8 empty] | UST Currently In Use: 0; UST Temp Close: 1; AST Currently In Use: 0; AST Temp Closed: 0 | 0 | 1 | 0 | 24557-061-017785 | KIRE PULLUM
46812 | Currently in Use |  | 1996-03-15 |  | Petroleum | Unleaded gasoline | Unleaded gasoline | Retail | Steel | Steel | Coated & cathodic protection (sti-P3) |  | Fiberglass reinforced plastic |  |  |  | Catchment Basin, Single walled catchment basin | Automatic shutoff device At 95% full | Automatic shutoff device At 95% full |  |  | Automatic Tank Gauge |  | Automatic flow restrictor (MLLD) | Automatic flow restrictor (MLLD) | Interstitial Monitoring within Secondary Containment |  | Annual line testing | Annual line testing |  | UST Currently In Use: 4; UST Temp Close: 0; AST Currently In Use: 0; AST Temp Closed: 0 | 4 | 0 | 0 | 14477-069-017786 | SOUTHEASTERN OIL CO INC
46813 | Currently in Use |  | 1996-03-15 |  | Petroleum | On road diesel | On road diesel | Retail | Steel | Steel | Coated & cathodic protection (sti-P3) |  | Fiberglass reinforced plastic |  |  |  | Catchment Basin, Single walled catchment basin | Automatic shutoff device At 95% full | Automatic shutoff device At 95% full |  |  | Automatic Tank Gauge |  | Automatic flow restrictor (MLLD) | Automatic flow restrictor (MLLD) | Interstitial Monitoring within Secondary Containment |  | Annual line testing | Annual line testing |  | UST Currently In Use: 4; UST Temp Close: 0; AST Currently In Use: 0; AST Temp Closed: 0 | 4 | 0 | 0 | 14477-069-017786 | SOUTHEASTERN OIL CO INC
46814 | Currently in Use |  | 1996-03-15 |  | Petroleum | Unleaded gasoline | Unleaded gasoline | Retail | Steel | Steel | Coated & cathodic protection (sti-P3) |  | Fiberglass reinforced plastic |  |  |  | Catchment Basin, Single walled catchment basin | Automatic shutoff device At 95% full | Automatic shutoff device At 95% full |  |  | Automatic Tank Gauge |  | Automatic flow restrictor (MLLD) | Automatic flow restrictor (MLLD) | Interstitial Monitoring within Secondary Containment |  | Annual line testing | Annual line testing |  | UST Currently In Use: 4; UST Temp Close: 0; AST Currently In Use: 0; AST Temp Closed: 0 | 4 | 0 | 0 | 14477-069-017786 | SOUTHEASTERN OIL CO INC
46815 | Currently in Use |  | 1996-03-15 |  | Petroleum | On road diesel | On road diesel | Retail | Steel | Steel | Coated & cathodic protection (sti-P3) |  | Fiberglass reinforced plastic |  |  |  | Catchment Basin, Single walled catchment basin | Automatic shutoff device At 95% full | Automatic shutoff device At 95% full |  |  | Automatic Tank Gauge |  | Automatic flow restrictor (MLLD) | Automatic flow restrictor (MLLD) | Interstitial Monitoring within Secondary Containment |  | Annual line testing | Annual line testing |  | UST Currently In Use: 4; UST Temp Close: 0; AST Currently In Use: 0; AST Temp Closed: 0 | 4 | 0 | 0 | 14477-069-017786 | SOUTHEASTERN OIL CO INC
46816 | Currently in Use |  | 1995-06-15 |  | Petroleum | Unleaded gasoline | Unleaded gasoline | Retail | Steel | Steel | Coated & cathodic protection (sti-P3) |  | Fiberglass reinforced plastic |  |  |  | Catchment Basin, Single walled catchment basin | Flow Rest 90% Full | Flow Rest 90% Full |  |  | Automatic Tank Gauge |  | Automatic flow restrictor (MLLD), Containment Sump | Containment Sump | Interstitial Monitoring within Secondary Containment |  | Continuous alarm system | Continuous alarm system |  | UST Currently In Use: 2; UST Temp Close: 0; AST Currently In Use: 0; AST Temp Closed: 0 | 2 | 0 | 4 | 14247-101-007844 | RUSSELL OIL COMPANY, INC.
46818 | Currently in Use |  | 1995-06-15 |  | Petroleum | Unleaded gasoline | Unleaded gasoline | Retail | Steel | Steel | Coated & cathodic protection (sti-P3) |  | Fiberglass reinforced plastic |  |  |  | Catchment Basin, Single walled catchment basin | Flow Rest 90% Full | Flow Rest 90% Full |  |  | Automatic Tank Gauge |  | Automatic flow restrictor (MLLD), Containment Sump | Containment Sump | Interstitial Monitoring within Secondary Containment |  | Continuous alarm system | Continuous alarm system |  | UST Currently In Use: 2; UST Temp Close: 0; AST Currently In Use: 0; AST Temp Closed: 0 | 2 | 0 | 4 | 14247-101-007844 | RUSSELL OIL COMPANY, INC.
46819 | Currently in Use |  | 1996-05-31 |  | Petroleum | Unleaded gasoline | Unleaded gasoline | Retail | Steel | Steel | Coated & cathodic protection (sti-P3) |  | Fiberglass reinforced plastic |  |  |  | Catchment Basin, Single walled catchment basin | Automatic shutoff device At 95% full | Automatic shutoff device At 95% full |  |  | Automatic Tank Gauge |  | Automatic flow restrictor (MLLD), Containment Sump | Containment Sump | Interstitial Monitoring within Secondary Containment | SENSOR TO ATG | Continuous alarm system | Continuous alarm system |  | UST Currently In Use: 3; UST Temp Close: 0; AST Currently In Use: 0; AST Temp Closed: 0 | 3 | 0 | 0 | 14247-101-017787 | RUSSELL OIL COMPANY, INC.
46820 | Currently in Use |  | 1996-05-31 |  | Petroleum | Unleaded gasoline | Unleaded gasoline | Retail | Steel | Steel | Coated & cathodic protection (sti-P3) |  | Fiberglass reinforced plastic |  |  |  | Catchment Basin, Single walled catchment basin | Automatic shutoff device At 95% full | Automatic shutoff device At 95% full |  |  | Automatic Tank Gauge |  | Automatic flow restrictor (MLLD), Containment Sump | Containment Sump | Interstitial Monitoring within Secondary Containment | SENSOR TO ATG | Continuous alarm system | Continuous alarm system |  | UST Currently In Use: 3; UST Temp Close: 0; AST Currently In Use: 0; AST Temp Closed: 0 | 3 | 0 | 0 | 14247-101-017787 | RUSSELL OIL COMPANY, INC.
46821 | Currently in Use |  | 1996-05-31 |  | Petroleum | Unleaded gasoline | Unleaded gasoline | Retail | Steel | Steel | Coated & cathodic protection (sti-P3) |  | Fiberglass reinforced plastic |  |  |  | Catchment Basin, Single walled catchment basin | Automatic shutoff device At 95% full | Automatic shutoff device At 95% full |  |  | Automatic Tank Gauge |  | Automatic flow restrictor (MLLD), Containment Sump | Containment Sump | Interstitial Monitoring within Secondary Containment | SENSOR TO ATG | Continuous alarm system | Continuous alarm system |  | UST Currently In Use: 3; UST Temp Close: 0; AST Currently In Use: 0; AST Temp Closed: 0 | 3 | 0 | 0 | 14247-101-017787 | RUSSELL OIL COMPANY, INC.
46822 | Currently in Use |  | 1994-02-22 |  | Petroleum | Unleaded gasoline | Unleaded gasoline | Retail | Fiberglass coated steel | Fiberglass coated steel |  |  | Fiberglass reinforced plastic |  | 1901-01-01 |  | Catchment Basin, Single walled catchment basin | Flow Rest 90% Full | Flow Rest 90% Full | Interstitial Monitoring within Secondary Containment |  | Continuous Automatic Tank Gauge |  | Automatic flow restrictor (MLLD), Containment Sump | Containment Sump |  |  | Annual line testing | Annual line testing |  | UST Currently In Use: 3; UST Temp Close: 0; AST Currently In Use: 0; AST Temp Closed: 0 | 3 | 0 | 0 | 24837-097-005334 | RSYA, LLC
46823 | Currently in Use |  | 1994-02-22 |  | Petroleum | Premium gasoline | Premium gasoline | Retail | Fiberglass coated steel | Fiberglass coated steel |  |  | Fiberglass reinforced plastic |  | 1901-01-01 |  | Catchment Basin, Single walled catchment basin | Flow Rest 90% Full | Flow Rest 90% Full | Interstitial Monitoring within Secondary Containment |  | Continuous Automatic Tank Gauge |  | Automatic flow restrictor (MLLD), Containment Sump | Containment Sump |  |  | Annual line testing | Annual line testing |  | UST Currently In Use: 3; UST Temp Close: 0; AST Currently In Use: 0; AST Temp Closed: 0 | 3 | 0 | 0 | 24837-097-005334 | RSYA, LLC
46824 | Currently in Use |  | 1994-02-22 |  | Petroleum | On road diesel | On road diesel | Retail | Fiberglass coated steel | Fiberglass coated steel |  |  | Fiberglass reinforced plastic |  | 1901-01-01 |  | Catchment Basin, Single walled catchment basin | Flow Rest 90% Full | Flow Rest 90% Full | Interstitial Monitoring within Secondary Containment |  | Continuous Automatic Tank Gauge |  | Automatic flow restrictor (MLLD), Containment Sump | Containment Sump |  |  | Annual line testing | Annual line testing |  | UST Currently In Use: 3; UST Temp Close: 0; AST Currently In Use: 0; AST Temp Closed: 0 | 3 | 0 | 0 | 24837-097-005334 | RSYA, LLC
46825 | Permanently Closed | 1997-08-21 | 1996-10-03 | 1997-08-21 | Petroleum | On road diesel | On road diesel | Emergency power generator | Fiberglass reinforced plastic | Fiberglass reinforced plastic |  |  | Other, COPPER |  | 1901-01-01 | Other, FRP SEC P | Catchment Basin, Single walled catchment basin | Audible high level alarm At 90% full, Automatic shutoff device At 95% full | Automatic shutoff device At 95% full | Interstitial Monitoring within Secondary Containment |  | Automatic Tank Gauge | [8 empty] | UST Currently In Use: 1; UST Temp Close: 0; AST Currently In Use: 0; AST Temp Closed: 0 | 1 | 0 | 2 | 14462-127-012153 | BELLSOUTH TELECOMM. DBA AT&T ALA.
46826 | Currently in Use |  | 1996-11-28 |  | Petroleum | Unleaded gasoline | Unleaded gasoline | Retail | Single Wall, Steel | Steel | Coated & cathodic protection (sti-P3) |  | Fiberglass reinforced plastic, Single Wall |  |  |  | Catchment Basin, Single walled catchment basin | Audible high level alarm At 90% full, Flow Rest 90% Full | Flow Rest 90% Full |  |  | Continuous Automatic Tank Gauge |  | Automatic flow restrictor (MLLD), Containment Sump | Containment Sump |  |  | Annual line testing | Annual line testing |  | UST Currently In Use: 4; UST Temp Close: 0; AST Currently In Use: 0; AST Temp Closed: 0 | 4 | 0 | 4 | 22176-117-007072 | Circle K Stores, Inc.
46827 | Currently in Use |  | 1996-11-28 |  | Petroleum | Premium gasoline | Premium gasoline | Retail | Single Wall, Steel | Steel | Coated & cathodic protection (sti-P3) |  | Fiberglass reinforced plastic, Single Wall |  |  |  | Catchment Basin, Single walled catchment basin | Audible high level alarm At 90% full, Flow Rest 90% Full | Flow Rest 90% Full |  |  | Continuous Automatic Tank Gauge |  | Automatic flow restrictor (MLLD), Containment Sump | Containment Sump |  |  | Annual line testing | Annual line testing |  | UST Currently In Use: 4; UST Temp Close: 0; AST Currently In Use: 0; AST Temp Closed: 0 | 4 | 0 | 4 | 22176-117-007072 | Circle K Stores, Inc.
46828 | Currently in Use |  | 1996-12-05 |  | Petroleum | Unleaded gasoline | Unleaded gasoline | Retail | Fiberglass reinforced plastic | Fiberglass reinforced plastic |  |  | Double Wall, Flexible | ENVIRON | 1901-01-01 |  | Catchment Basin, Single walled catchment basin | Flow Rest 90% Full | Flow Rest 90% Full |  |  | Continuous Automatic Tank Gauge |  | Automatic flow restrictor (MLLD) | Automatic flow restrictor (MLLD) |  |  | Annual line testing | Annual line testing |  | UST Currently In Use: 4; UST Temp Close: 0; AST Currently In Use: 0; AST Temp Closed: 0 | 4 | 0 | 0 | 22938-049-017790 | TINA AND ALLAN DEERMAN
46829 | Currently in Use |  | 1996-12-05 |  | Petroleum | Unleaded gasoline | Unleaded gasoline | Retail | Fiberglass reinforced plastic | Fiberglass reinforced plastic |  |  | Double Wall, Flexible | ENVIRON | 1901-01-01 |  | Catchment Basin, Single walled catchment basin | Flow Rest 90% Full | Flow Rest 90% Full |  |  | Continuous Automatic Tank Gauge |  | Automatic flow restrictor (MLLD) | Automatic flow restrictor (MLLD) |  |  | Annual line testing | Annual line testing |  | UST Currently In Use: 4; UST Temp Close: 0; AST Currently In Use: 0; AST Temp Closed: 0 | 4 | 0 | 0 | 22938-049-017790 | TINA AND ALLAN DEERMAN
46830 | Currently in Use |  | 1996-11-20 |  | Petroleum | Unleaded gasoline | Unleaded gasoline | Retail | Steel | Steel | Coated & cathodic protection (sti-P3) |  | Fiberglass reinforced plastic |  |  | Other, FLXS ISOLA | Catchment Basin, Single walled catchment basin | Flow Rest 90% Full | Flow Rest 90% Full |  |  | Automatic Tank Gauge |  | Automatic flow restrictor (MLLD) | Automatic flow restrictor (MLLD) |  |  | Annual line testing | Annual line testing |  | UST Currently In Use: 3; UST Temp Close: 0; AST Currently In Use: 0; AST Temp Closed: 0 | 3 | 0 | 0 | 25324-061-017791 | PINEY GROVE STORE LLC
46831 | Currently in Use |  | 1996-11-20 |  | Petroleum | Unleaded gasoline | Unleaded gasoline | Retail | Steel | Steel | Coated & cathodic protection (sti-P3) |  | Fiberglass reinforced plastic |  |  | Other, FLXS ISOLA | Catchment Basin, Single walled catchment basin | Flow Rest 90% Full | Flow Rest 90% Full |  |  | Automatic Tank Gauge |  | Automatic flow restrictor (MLLD) | Automatic flow restrictor (MLLD) |  |  | Annual line testing | Annual line testing |  | UST Currently In Use: 3; UST Temp Close: 0; AST Currently In Use: 0; AST Temp Closed: 0 | 3 | 0 | 0 | 25324-061-017791 | PINEY GROVE STORE LLC
46832 | Currently in Use |  | 1996-11-20 |  | Petroleum | On road diesel | On road diesel | Retail | Steel | Steel | Coated & cathodic protection (sti-P3) |  | Fiberglass reinforced plastic |  |  | Other, FLXS ISOLA | Catchment Basin, Single walled catchment basin | Flow Rest 90% Full | Flow Rest 90% Full |  |  | Automatic Tank Gauge |  | Automatic flow restrictor (MLLD) | Automatic flow restrictor (MLLD) |  |  | Annual line testing | Annual line testing |  | UST Currently In Use: 3; UST Temp Close: 0; AST Currently In Use: 0; AST Temp Closed: 0 | 3 | 0 | 0 | 25324-061-017791 | PINEY GROVE STORE LLC
46833 | Currently in Use |  | 1981-03-15 |  | Petroleum | Unleaded gasoline | Unleaded gasoline | Retail | Single Wall, Steel | Steel | Field installed cathodic protection |  | Single Wall, Steel |  |  | Field installed cathodic protection | Catchment Basin, Single walled catchment basin | Automatic shutoff device At 95% full | Automatic shutoff device At 95% full |  |  | Statistical Inventory Reconciliation (SIR) |  | Automatic flow restrictor (MLLD) | Automatic flow restrictor (MLLD) |  |  | Statistical inventory reconciliation (SIR) | Statistical inventory reconciliation (SIR) |  | UST Currently In Use: 2; UST Temp Close: 0; AST Currently In Use: 0; AST Temp Closed: 0 | 2 | 0 | 0 | 24919-073-017792 | A&A BUSINESS INC
46834 | Currently in Use |  | 1981-03-15 |  | Petroleum | Other, NOETHYNOL | Other | Retail | Single Wall, Steel | Steel | Field installed cathodic protection |  | Single Wall, Steel |  |  | Field installed cathodic protection | Catchment Basin, Single walled catchment basin | Automatic shutoff device At 95% full | Automatic shutoff device At 95% full |  |  | Statistical Inventory Reconciliation (SIR) |  | Automatic flow restrictor (MLLD) | Automatic flow restrictor (MLLD) |  |  | Statistical inventory reconciliation (SIR) | Statistical inventory reconciliation (SIR) |  | UST Currently In Use: 2; UST Temp Close: 0; AST Currently In Use: 0; AST Temp Closed: 0 | 2 | 0 | 0 | 24919-073-017792 | A&A BUSINESS INC
46835 | Currently in Use |  | 1996-07-09 |  | Petroleum | Unleaded gasoline | Unleaded gasoline | Retail | Double Wall, Steel | Steel | Coated & cathodic protection (sti-P3) |  | Double Wall, Flexible | APT | 2016-09-02 | Other, SWGJTS ISO | Catchment Basin, Single walled catchment basin | Flow Rest 90% Full | Flow Rest 90% Full |  |  | Continuous Automatic Tank Gauge | Single walled submersible pump containment sump, Single walled under dispenser containment | Automatic flow restrictor (MLLD), Containment Sump | Containment Sump | Interstitial Monitoring within Secondary Containment | SENSOR TO ATG | Continuous alarm system, Other, REQUIRED | Other | Pressurized Piping | UST Currently In Use: 2; UST Temp Close: 0; AST Currently In Use: 0; AST Temp Closed: 0 | 2 | 0 | 0 | 24892-073-017793 | 5 POINTS WEST SHOPPING CITY
46836 | Currently in Use |  | 1996-07-09 |  | Petroleum | Premium gasoline | Premium gasoline | Retail | Double Wall, Steel | Steel | Coated & cathodic protection (sti-P3) |  | Double Wall, Flexible | APT | 2016-09-02 | Other, SWGJTS ISO | Catchment Basin, Single walled catchment basin | Flow Rest 90% Full | Flow Rest 90% Full |  |  | Continuous Automatic Tank Gauge |  | Automatic flow restrictor (MLLD), Containment Sump | Containment Sump | Interstitial Monitoring within Secondary Containment | SENSOR TO ATG | Continuous alarm system, Other, REQUIRED | Other |  | UST Currently In Use: 2; UST Temp Close: 0; AST Currently In Use: 0; AST Temp Closed: 0 | 2 | 0 | 0 | 24892-073-017793 | 5 POINTS WEST SHOPPING CITY
46837 | Currently in Use |  | 1996-11-23 |  | Petroleum | On road diesel | On road diesel | Industrial | Fiberglass reinforced plastic, Single Wall | Single Wall |  |  | Fiberglass reinforced plastic, Single Wall |  |  |  | Catchment Basin, Single walled catchment basin | Automatic shutoff device At 95% full | Automatic shutoff device At 95% full |  |  | Automatic Tank Gauge | [8 empty] | UST Currently In Use: 1; UST Temp Close: 0; AST Currently In Use: 0; AST Temp Closed: 0 | 1 | 0 | 8 | 11279-073-011244 | COWIN EQUIPMENT CO INC
46838 | Currently in Use |  | 1996-10-30 |  | Petroleum | Unleaded gasoline | Unleaded gasoline | Retail | Steel | Steel | Coated & cathodic protection (sti-P3) |  | Double Wall, Flexible, APT |  |  | None | Catchment Basin, Single walled catchment basin | Automatic shutoff device At 95% full | Automatic shutoff device At 95% full |  |  | Continuous Automatic Tank Gauge |  | Automatic flow restrictor (MLLD), Containment Sump | Containment Sump | Interstitial Monitoring within Secondary Containment | SENSOR TO ATG | Continuous alarm system | Continuous alarm system |  | UST Currently In Use: 3; UST Temp Close: 0; AST Currently In Use: 0; AST Temp Closed: 0 | 3 | 0 | 0 | 23004-003-017794 | M & E, INC.
46839 | Currently in Use |  | 1996-10-30 |  | Petroleum | Premium gasoline | Premium gasoline | Retail | Steel | Steel | Coated & cathodic protection (sti-P3) |  | Double Wall, Flexible, APT |  |  | None | Catchment Basin, Single walled catchment basin | Automatic shutoff device At 95% full | Automatic shutoff device At 95% full |  |  | Continuous Automatic Tank Gauge |  | Automatic flow restrictor (MLLD), Containment Sump | Containment Sump | Interstitial Monitoring within Secondary Containment | SENSOR TO ATG | Continuous alarm system | Continuous alarm system |  | UST Currently In Use: 3; UST Temp Close: 0; AST Currently In Use: 0; AST Temp Closed: 0 | 3 | 0 | 0 | 23004-003-017794 | M & E, INC.
46840 | Currently in Use |  | 1996-10-30 |  | Petroleum | On road diesel | On road diesel | Retail | Steel | Steel | Coated & cathodic protection (sti-P3) |  | Double Wall, Flexible, APT |  |  | None | Catchment Basin, Single walled catchment basin | Flow Rest 90% Full | Flow Rest 90% Full |  |  | Continuous Automatic Tank Gauge |  | Automatic flow restrictor (MLLD), Containment Sump | Containment Sump | Interstitial Monitoring within Secondary Containment | SENSOR TO ATG | Continuous alarm system | Continuous alarm system |  | UST Currently In Use: 3; UST Temp Close: 0; AST Currently In Use: 0; AST Temp Closed: 0 | 3 | 0 | 0 | 23004-003-017794 | M & E, INC.
46841 | Currently in Use |  | 1996-11-15 |  | Petroleum | Unleaded gasoline | Unleaded gasoline | Retail | Double Wall, Fiberglass coated steel, TOT CONT | Fiberglass coated steel |  |  | Double Wall, Fiberglass reinforced plastic |  | 1901-01-01 | None | Catchment Basin, Single walled catchment basin | Automatic shutoff device At 95% full | Automatic shutoff device At 95% full |  | SENSOR TO ATG | Continuous Automatic Tank Gauge |  | Automatic flow restrictor (MLLD), Containment Sump | Containment Sump |  |  | Annual line testing | Annual line testing |  | UST Currently In Use: 2; UST Temp Close: 0; AST Currently In Use: 0; AST Temp Closed: 0 | 2 | 0 | 0 | 20216-003-017795 | BEBO'S CAR WASH
46842 | Currently in Use |  | 1996-11-15 |  | Petroleum | Premium gasoline | Premium gasoline | Retail | Double Wall, Fiberglass coated steel, TOT CONT | Fiberglass coated steel |  |  | Double Wall, Fiberglass reinforced plastic |  | 1901-01-01 | None | Catchment Basin, Single walled catchment basin | Automatic shutoff device At 95% full | Automatic shutoff device At 95% full |  | SENSOR TO ATG | Continuous Automatic Tank Gauge |  | Automatic flow restrictor (MLLD), Containment Sump | Containment Sump |  |  | Annual line testing | Annual line testing |  | UST Currently In Use: 2; UST Temp Close: 0; AST Currently In Use: 0; AST Temp Closed: 0 | 2 | 0 | 0 | 20216-003-017795 | BEBO'S CAR WASH
46843 | Currently in Use |  | 1993-06-01 |  | Petroleum | Unleaded gasoline | Unleaded gasoline | Industrial, Local Government | Fiberglass reinforced plastic, Single Wall | Single Wall |  |  | Fiberglass reinforced plastic, Single Wall |  | 1901-01-01 |  | Catchment Basin, Single walled catchment basin | Automatic shutoff device At 95% full | Automatic shutoff device At 95% full |  |  | Automatic Tank Gauge | [8 empty] | UST Currently In Use: 2; UST Temp Close: 0; AST Currently In Use: 0; AST Temp Closed: 0 | 2 | 0 | 2 | 12713-073-001759 | JEFFERSON COUNTY COMMISSION
46844 | Currently in Use |  | 1993-06-01 |  | Petroleum | On road diesel | On road diesel | Industrial, Local Government | Fiberglass reinforced plastic, Single Wall | Single Wall |  |  | Fiberglass reinforced plastic, Single Wall |  | 1901-01-01 |  | Catchment Basin, Single walled catchment basin | Automatic shutoff device At 95% full | Automatic shutoff device At 95% full |  |  | Automatic Tank Gauge | [8 empty] | UST Currently In Use: 2; UST Temp Close: 0; AST Currently In Use: 0; AST Temp Closed: 0 | 2 | 0 | 2 | 12713-073-001759 | JEFFERSON COUNTY COMMISSION
46845 | Currently in Use |  | 1996-03-12 |  | Petroleum | Unleaded gasoline | Unleaded gasoline | Retail | Single Wall, Steel | Steel | Coated & cathodic protection (sti-P3) |  | Double Wall, Flexible |  |  |  | Catchment Basin, Single walled catchment basin | Automatic shutoff device At 95% full | Automatic shutoff device At 95% full |  |  | Continuous Automatic Tank Gauge, Statistical Inventory Reconciliation (SIR) |  | Automatic flow restrictor (MLLD), Containment Sump | Containment Sump |  |  | Statistical inventory reconciliation (SIR) | Statistical inventory reconciliation (SIR) |  | UST Currently In Use: 2; UST Temp Close: 0; AST Currently In Use: 0; AST Temp Closed: 0 | 2 | 0 | 4 | 11287-095-004096 | CRAIN OIL CO INC
46846 | Currently in Use |  | 1996-03-12 |  | Petroleum | Premium gasoline | Premium gasoline | Retail | Single Wall, Steel | Steel | Coated & cathodic protection (sti-P3) |  | Double Wall, Flexible |  |  |  | Catchment Basin, Single walled catchment basin | Automatic shutoff device At 95% full | Automatic shutoff device At 95% full |  |  | Continuous Automatic Tank Gauge, Statistical Inventory Reconciliation (SIR) |  | Automatic flow restrictor (MLLD), Containment Sump | Containment Sump |  |  | Statistical inventory reconciliation (SIR) | Statistical inventory reconciliation (SIR) |  | UST Currently In Use: 2; UST Temp Close: 0; AST Currently In Use: 0; AST Temp Closed: 0 | 2 | 0 | 4 | 11287-095-004096 | CRAIN OIL CO INC
46847 | Currently in Use |  | 1996-10-05 |  | Petroleum | Unleaded gasoline | Unleaded gasoline | Retail | Single Wall, Steel | Steel | Coated & cathodic protection (sti-P3) |  | Fiberglass reinforced plastic, Single Wall |  |  |  | Catchment Basin, Single walled catchment basin | Flow Rest 90% Full | Flow Rest 90% Full |  |  | Automatic Tank Gauge | [8 empty] | UST Currently In Use: 3; UST Temp Close: 0; AST Currently In Use: 3; AST Temp Closed: 0 | 3 | 0 | 0 | 16021-049-017797 | J & J OIL COMPANY
46848 | Currently in Use |  | 1996-10-05 |  | Petroleum | Unleaded gasoline | Unleaded gasoline | Retail | Single Wall, Steel | Steel | Coated & cathodic protection (sti-P3) |  | Fiberglass reinforced plastic, Single Wall |  |  |  | Catchment Basin, Single walled catchment basin | Flow Rest 90% Full | Flow Rest 90% Full |  |  | Automatic Tank Gauge | [8 empty] | UST Currently In Use: 3; UST Temp Close: 0; AST Currently In Use: 3; AST Temp Closed: 0 | 3 | 0 | 0 | 16021-049-017797 | J & J OIL COMPANY
46849 | Currently in Use |  | 1996-10-05 |  | Petroleum | Premium gasoline | Premium gasoline | Retail | Single Wall, Steel | Steel | Coated & cathodic protection (sti-P3) |  | Fiberglass reinforced plastic, Single Wall |  |  |  | Catchment Basin, Single walled catchment basin | Flow Rest 90% Full | Flow Rest 90% Full |  |  | Automatic Tank Gauge | [8 empty] | UST Currently In Use: 3; UST Temp Close: 0; AST Currently In Use: 3; AST Temp Closed: 0 | 3 | 0 | 0 | 16021-049-017797 | J & J OIL COMPANY
46850 | Currently in Use |  | 1996-09-28 |  | Petroleum | Unleaded gasoline | Unleaded gasoline | Retail | Single Wall, Steel | Steel | Coated & cathodic protection (sti-P3) |  | Double Wall, Steel, FRP COATED |  |  | Isolated or Above Ground | Catchment Basin, Single walled catchment basin | Automatic shutoff device At 95% full | Automatic shutoff device At 95% full |  |  | Continuous Automatic Tank Gauge |  | Automatic shutoff device (AELLD), Containment Sump | Containment Sump | [5 empty] | UST Currently In Use: 3; UST Temp Close: 0; AST Currently In Use: 0; AST Temp Closed: 0 | 3 | 0 | 0 | 24936-121-017798 | CHARLES MERKLE
46851 | Currently in Use |  | 1996-09-28 |  | Petroleum | Premium gasoline | Premium gasoline | Retail | Single Wall, Steel | Steel | Coated & cathodic protection (sti-P3) |  | Double Wall, Steel, FRP COATED |  |  | Isolated or Above Ground | Catchment Basin, Single walled catchment basin | Automatic shutoff device At 95% full | Automatic shutoff device At 95% full |  |  | Continuous Automatic Tank Gauge |  | Automatic flow restrictor (MLLD), Automatic shutoff device (AELLD), Containment Sump | Containment Sump | [5 empty] | UST Currently In Use: 3; UST Temp Close: 0; AST Currently In Use: 0; AST Temp Closed: 0 | 3 | 0 | 0 | 24936-121-017798 | CHARLES MERKLE
46852 | Currently in Use |  | 1996-09-28 |  | Petroleum | On road diesel | On road diesel | Retail | Single Wall, Steel, 4D/2OFFRD | Steel | Coated & cathodic protection (sti-P3) |  | Double Wall, Steel, FRP COATED |  |  | Isolated or Above Ground | Catchment Basin, Single walled catchment basin | Automatic shutoff device At 95% full | Automatic shutoff device At 95% full |  |  | Continuous Automatic Tank Gauge |  | Automatic flow restrictor (MLLD), Automatic shutoff device (AELLD), Containment Sump | Containment Sump | [5 empty] | UST Currently In Use: 3; UST Temp Close: 0; AST Currently In Use: 0; AST Temp Closed: 0 | 3 | 0 | 0 | 24936-121-017798 | CHARLES MERKLE
46853 | Permanently Closed | 1998-10-01 | 1992-01-01 | 1999-10-19 | Petroleum | Unleaded gasoline | Unleaded gasoline | Emergency power generator |  |  |  |  | Other, COPPER |  | 1901-01-01 | [8 empty] | Other, GRAVITY | Other |  |  | Annual line testing, Other, GRAVITY | Other |  | UST Currently In Use: 0; UST Temp Close: 0; AST Currently In Use: 0; AST Temp Closed: 0 | 0 | 0 | 1 | 20220-023-017799 | SKYLER ALABAMA INC
46854 | Currently in Use |  | 1996-12-11 |  | Petroleum | Unleaded gasoline | Unleaded gasoline | Retail | Single Wall, Steel | Steel | Coated & cathodic protection (sti-P3) |  | Double Wall, Steel |  |  | Isolated or Above Ground, FLXS ISOLA | Catchment Basin, Single walled catchment basin | Automatic shutoff device At 95% full | Automatic shutoff device At 95% full |  |  | Continuous Automatic Tank Gauge | Single walled submersible pump containment sump | Automatic shutoff device (AELLD) | Automatic shutoff device (AELLD) | [5 empty] | UST Currently In Use: 2; UST Temp Close: 0; AST Currently In Use: 0; AST Temp Closed: 0 | 2 | 0 | 0 | 15420-077-017800 | MAPCO EXPRESS, LLC
46855 | Currently in Use |  | 1996-12-11 |  | Petroleum | Premium gasoline | Premium gasoline | Retail | Single Wall, Steel | Steel | Coated & cathodic protection (sti-P3) |  | Double Wall, Steel |  |  | Isolated or Above Ground, FLXS ISOLA | Catchment Basin, Single walled catchment basin | Automatic shutoff device At 95% full | Automatic shutoff device At 95% full |  |  | Continuous Automatic Tank Gauge | Single walled submersible pump containment sump | Automatic shutoff device (AELLD) | Automatic shutoff device (AELLD) | [5 empty] | UST Currently In Use: 2; UST Temp Close: 0; AST Currently In Use: 0; AST Temp Closed: 0 | 2 | 0 | 0 | 15420-077-017800 | MAPCO EXPRESS, LLC
46856 | Currently in Use |  | 1901-01-01 |  | Petroleum | Unleaded gasoline | Unleaded gasoline | Retail | Steel | Steel | Coated & cathodic protection (sti-P3) |  | Fiberglass reinforced plastic |  | 1901-01-01 |  | Catchment Basin, Single walled catchment basin | Automatic shutoff device At 95% full | Automatic shutoff device At 95% full |  |  | Continuous Automatic Tank Gauge |  | Automatic flow restrictor (MLLD) | Automatic flow restrictor (MLLD) |  |  | Annual line testing | Annual line testing |  | UST Currently In Use: 3; UST Temp Close: 0; AST Currently In Use: 0; AST Temp Closed: 0 | 3 | 0 | 0 | 20542-073-000567 | JOEL F CALLINS
46857 | Currently in Use |  | 1901-01-01 |  | Petroleum | Mid-grade gasoline | Mid-grade gasoline | Retail | Steel | Steel | Coated & cathodic protection (sti-P3) |  | Fiberglass reinforced plastic |  | 1901-01-01 |  | Catchment Basin, Single walled catchment basin | Flow Rest 90% Full | Flow Rest 90% Full |  |  | Continuous Automatic Tank Gauge |  | Automatic flow restrictor (MLLD) | Automatic flow restrictor (MLLD) |  |  | Annual line testing | Annual line testing |  | UST Currently In Use: 3; UST Temp Close: 0; AST Currently In Use: 0; AST Temp Closed: 0 | 3 | 0 | 0 | 20542-073-000567 | JOEL F CALLINS
46858 | Currently in Use |  | 1901-01-01 |  | Petroleum | Premium gasoline | Premium gasoline | Retail | Steel | Steel | Coated & cathodic protection (sti-P3) |  | Fiberglass reinforced plastic |  | 1901-01-01 |  | Catchment Basin, Single walled catchment basin |  |  |  |  | Continuous Automatic Tank Gauge |  | Automatic flow restrictor (MLLD) | Automatic flow restrictor (MLLD) |  |  | Annual line testing | Annual line testing |  | UST Currently In Use: 3; UST Temp Close: 0; AST Currently In Use: 0; AST Temp Closed: 0 | 3 | 0 | 0 | 20542-073-000567 | JOEL F CALLINS
46859 | Currently in Use |  | 1996-10-01 |  | Petroleum | Unleaded gasoline | Unleaded gasoline | Retail | Double Wall, Fiberglass reinforced plastic | Fiberglass reinforced plastic |  |  | Double Wall, Fiberglass reinforced plastic, RED FLEX |  | 1901-01-01 |  | Catchment Basin, BELOW | Flow Rest 90% Full | Flow Rest 90% Full |  |  | Continuous Automatic Tank Gauge |  | Automatic shutoff device (AELLD) | Automatic shutoff device (AELLD) | [5 empty] | UST Currently In Use: 2; UST Temp Close: 0; AST Currently In Use: 0; AST Temp Closed: 0 | 2 | 0 | 0 | 13526-073-017801 | MOORE OIL COMPANY, INC.
46860 | Currently in Use |  | 1996-10-01 |  | Petroleum | Premium gasoline | Premium gasoline | Retail | Double Wall, Fiberglass reinforced plastic | Fiberglass reinforced plastic |  |  | Double Wall, Fiberglass reinforced plastic, RED FLEX |  | 1901-01-01 |  | Catchment Basin, BELOW | Flow Rest 90% Full | Flow Rest 90% Full |  |  | Continuous Automatic Tank Gauge |  | Automatic shutoff device (AELLD) | Automatic shutoff device (AELLD) | [5 empty] | UST Currently In Use: 2; UST Temp Close: 0; AST Currently In Use: 0; AST Temp Closed: 0 | 2 | 0 | 0 | 13526-073-017801 | MOORE OIL COMPANY, INC.
46861 | Currently in Use |  | 1996-10-30 |  | Petroleum | Unleaded gasoline | Unleaded gasoline | Retail | Single Wall, Steel | Steel | Coated & cathodic protection (sti-P3) |  | Double Wall, Fiberglass reinforced plastic |  |  | Other, FLXS ISOLA | Catchment Basin, Single walled catchment basin | Flow Rest 90% Full | Flow Rest 90% Full |  |  | Automatic Tank Gauge | Single walled submersible pump containment sump | Automatic flow restrictor (MLLD), Containment Sump | Containment Sump | Interstitial Monitoring within Secondary Containment | SENSOR TO ATG | Annual line testing, Continuous alarm system | Continuous alarm system |  | UST Currently In Use: 3; UST Temp Close: 0; AST Currently In Use: 0; AST Temp Closed: 0 | 3 | 0 | 6 | 13284-089-009853 | H.L. MARTIN DISTRIBUTING CO.